## Cuadro de cargas
Cantidad | Descripción | BTU | Watt | No. Horas día | Energía diaria Wh/d | Factor carga | Energía diaria Wh/d | No. Dias | Energía mensual kWh/mes | Cargas críticas | Energía diaria Wh/d |  | Wh | 1 | 2 | 3 | 4 | 5 | 6 | 7 | 8 | 9 | 10 | 11 | 12 | 13 | 14 | 15 | 16 | 17 | 18 | 19 | 20 | 21 | 22 | 23 | 24 | Total
1 | AC principal | 24 | 2000 | 24 | 48000 | 0.6 | 28800 | 30 | 864 | 1 | 28800 |  | AC cuarto ppal | 1200 | 1200 | 1200 | 1200 | 1200 | 1200 | 1200 | 1200 | 1200 | 1200 | 1200 | 1200 | 1200 | 1200 | 1200 | 1200 | 1200 | 1200 | 1200 | 1200 | 1200 | 1200 | 1200 | 1200 | 28800
1 | AC closet principal | 18 | 1500 | 18 | 27000 | 0.6 | 16200 | 30 | 486 |  | 0 |  | TV | 1: 0; 2: 0; 3: 0; 4: 0; 19: 0; 20: 0; 21: 0; 22: 0 | 0
5 | Luces |  | 30 | 12 | 1800 | 0.3 | 540 | 30 | 16.2 | 1 | 540 |  | Luces | 4: 9; 5: 9; 6: 9; 18: 9; 19: 9; 20: 9; 21: 9; 22: 9 | 72
1 | Nevera |  | 250 | 24 | 6000 | 0.3 | 1800 | 30 | 54 | 1 | 1800 |  | NEVECON | 75 | 75 | 75 | 75 | 75 | 75 | 75 | 75 | 75 | 75 | 75 | 75 | 75 | 75 | 75 | 75 | 75 | 75 | 75 | 75 | 75 | 75 | 75 | 75 | 1800
[13 empty] | Total | 1275 | 1275 | 1275 | 1284 | 1284 | 1284 | 1275 | 1275 | 1275 | 1275 | 1275 | 1275 | 1275 | 1275 | 1275 | 1275 | 1275 | 1284 | 1284 | 1284 | 1284 | 1284 | 1275 | 1275 | 30672
1 | Lavadora |  | 200 | 4 | 800 | 0.5 | 400 | 20 | 8 |  | 0
1 | Secadora |  | 2000 | 4 | 8000 | 0.5 | 4000 | 20 | 80 |  | 0
1 | Máquina de hielo |  | 200 | 2 | 400 | 0.3 | 120 | 30 | 3.6 |  | 0
1 | Impresora |  | 100 | 2 | 200 | 0.3 | 60 | 20 | 1.2 |  | 0
1 | Monitor |  | 100 | 4 | 400 | 0.3 | 120 | 30 | 3.6 |  | 0
10 | Luces piscina |  | 20 | 8 | 1600 | 0.3 | 480 | 30 | 14.4 | 0 | 0
1 | Cargador volvo |  | 7000 | 4 | 28000 | 0.3 | 8400 | 20 | 168 |  | 0
1 | Cargador carro golf |  | 7000 | 4 | 28000 | 0.3 | 8400 | 20 | 168 |  | 0
1 | Sistema sonido sala |  | 500 | 4 | 2000 | 0.3 | 600 | 15 | 9 |  | 0
1 | Nevera de vinos 12 botellas |  | 100 | 24 | 2400 | 0.3 | 720 | 30 | 21.6 |  | 0
[5 empty] | 48000 |  | 70640 |  | 1897.6 |  | 31140
|  |  | #REF! |  | 48 |  | 70.64 |  | 63.2533 |  | 31.14
[7 empty] | Adicional |  | 10% |  | 10%
[7 empty] | Energía diaria final |  | 69.5787 | kWh-dia | 34.254
|  |  |  | 273.4375 |  |  | Energía mensual final |  | 2087.36 | kWh-mes
341.7969
| Área m2 |  | 14.884
| Largo m |  | 6.1 |  |  | Pp= | 16136.0544 | Wp |  | Ficha Técnica Panel
| Ancho m |  | 2.44 |  |  | Np= | 24
[6 empty] | I = | 1.4496 | Ah |  | Pm= | 700 | W
| Área del Panel |  | 3.1064 |  |  | Ed | 69.5787 | kWhd |  | Vmp= | 40.99 | V
| Largo m |  | 2.384 |  |  | HSP | 5.39 | horas |  | Imp= | 13.54 | A
| Ancho m |  | 1.303 |  |  | PR | 0.8 |  |  | Voc= | 49.72 | V
[6 empty] | V= | 48 | V |  | Isc= | 14.12 | A
| No paneles |  | 4.7915 |  |  | Potencia de los paneles | 16800 | Wp |  | Dimensiones
| Potencia Panel |  | 700 |  |  | Potencia en DC inversores | 8400 | Wp |  | Largo | 2.3 | m
| Pp |  | 2800 |  |  | Potencia en AC inversores | 6000 | w |  | Espesor | 31 | mm
[10 empty] | Ancho | 1.154 | m
[10 empty] | Área | 2.7922 | m2

## Datos2
1. Calcular el promedio de consumo eléctrico mensual |  | NIC | 6826712
Mes kWh-mes
| 6826712 | Total
2025-08-01 | 2142 | 2142 | [10 empty] | 2025-08-01 | 2025-09-01 | 2025-10-01 | 2025-11-01 | 2025-12-01 | 2026-01-01 | 2026-02-01 | 2026-03-01 | 2026-04-01 | 2026-05-01 | 2026-06-01 | 2026-07-01 | 2026-08-01 | Promedio mes | Promedio dia
2025-09-01 | 2063 | 2063 |  |  |  | 12hrs |  | Consumo Actual |  |  |  | Consumo actual | 2142 | 2063 | 1931 | 1439 | 1428 | 1562 | 1231 | 1361 | 1712 | 1565 | 2143 | 2131 | 2409 | 1778.2308 | 59.2744
2025-10-01 | 1931 | 1931 | [9 empty] | Costo energía | 2331.9183 | 2335.6296 | 2186.2782 | 1629.1667 | 1616.7131 | 1758.4871 | 1308.3708 | 1446.5252 | 1633.248 | 1493.01 | 2046.8136 | 2035.3522 | 2300.8744
2025-11-01 | 1439 | 1439 | [9 empty] | Consumo a cubrir con energía solar | 2150.5786 | 1982.636 | 2360.8296 | 2144.5576 | 2079.2997 | 2090.0679 | 2224.0865 | 2191.452 | 2050.8449 | 1848.9863 | 1767.066 | 1867.9423 | 2146.1897 | 2070.1202
2025-12-01 | 1428 | 1428 | [9 empty] | % consumo cubierto con energía solar | 100.4% | 96.1% | 122.3% | 149% | 145.6% | 133.8% | 180.7% | 161% | 119.8% | 118.1% | 82.46% | 87.66% | 89.09% | 116.4%
2026-01-01 | 1562 | 1562
2026-02-01 | 1231 | 1231
2026-03-01 | 1361 | 1361
2026-04-01 | 1712 | 1712
2026-05-01 | 1565 | 1565
2026-06-01 | 2143 | 2143
2026-07-01 | 2131 | 2131
2026-08-01 | 2409 | 2409
Promedio mensual (kWh-mes) | 1719.2727 | 1849.3077
Promedio diario (kWh-dia) | 57.3091 | 61.6436
Límite de producción | 120% | 120%
Pp | 15943.7965 | 278.2071 |  |  |  |  | I
Inversor kW |  | 10 |  |  |  |  | Imax
Rtamb=
R20°C=
Calibre
| Local | [5 empty] | Total
| Cap instalada AC | [5 empty] | 0
| PP instalada | [5 empty] | 0
2. Escoger el nivel de voltaje del módulo fotovoltáico | Pot exportación | [5 empty] | 0
|  | 7320 | 14640 | 0 | 7320 | 0 | 0
Potencia demandada (W) | Tension (V) | Nivel de voltaje seleccionado
Menor de 1500 W | 12, 24 o 48
1500 - 5000 W | 24 o 48 | 48
Mayor de 5000 W | 120 o 300
3. Ubicación del sistema solar fotovoltáico
Latitud | 10.5831
Longitud | -74.4821
4. Horas Sol Pico
[8 empty] | Promedio | 5.3917
[8 empty] | Máx | 6.04
[8 empty] | Mín | 4.72
[8 empty] | PR | 0.8
[8 empty] | Latitud | 10.5831
[8 empty] | Longitud | -74.4821
Ene | Feb | Mar | Abr | May | Jun | Jul | Ago | Sep | Oct | Nov | Dic
5.69 | 6.04 | 5.87 | 5.51 | 5.17 | 5.37 | 5.53 | 5.46 | 5.28 | 4.84 | 4.72 | 5.22

## Cálculos
1. | Hallar potencia Paneles Solares | Pp= | 15943.7965 | Wp |  | Ficha Técnica Panel | [5 empty] | Ficha Técnica Batería
|  | Np= | 22 | 21.9914 | 31390
|  | I = | 1.4327 | Ah |  | Pm= | 725 | W |  |  |  | Pdmaxe | 70%
|  | Ed | 68.7709 | kWhd |  | Vmp= | 40.99 | V |  |  |  | Pdmaxd | 15%
|  | HSP | 5.3917 | horas |  | Imp= | 13.54 | A |  |  |  | V | 6 | V
|  | PR | 0.8 |  |  | Voc= | 49.72 | V |  |  |  | I | 300 | Ah
|  | V= | 48 | V |  | Isc= | 14.12 | A |  |  |  | FCT (Factor de corrección de Temperatura) | 1
|  | Potencia de los paneles Wp | 15950 | 15943.7965 |  | Dimensiones
|  | Potencia en DC inversores Wp | 15600 |  |  | Largo | 2.3 | m
|  | Potencia en AC inversores W | 12000 |  |  | Espesor | 31 | mm
[6 empty] | Ancho | 1.154 | m
| Pp= Potencia del Panel |  |  |  |  | Área | 3.1 | m2 |  |  |  | Pdmaxe= Profundidad de descarga max estacionaria (FT) | Valor constante
| Ed, max= Energia diaria + 15% | [10 empty] | Pdmaxd= Profundidad de descarga max diaria (FT) | Valor constante
HSP= Horas de sol pico, tomados del software de la NASA
PR = performance Ratio
| Pm= Potencia del modulo solar (Tomado de la FT) |  |  |  |  | Corrección por temperatura
| Np= No de paneles requerido |  |  |  |  | Temp max amb | 75
[6 empty] | Temp STC | 25
[6 empty] | Delta Temp | 50
Potencia
2. | Calcular el inversor | % Sobredimensionamiento | 30% |  |  | Coef Pmax | -0.35%
| Inversor 1 | Pmax= | 15600 | W |  | Delta Pot | -17.5%
| Cantidad | Pnom= | 12000 | W |  | Pmc= | 598.125 | W
| 1 | Imax DC= | 30 | A |  | Voc
| No Paneles aproximados por MPPT | IscDC= | 37.5 | A |  | Coef Voc | -0.275%
| 4 | VnomDC= | 370 | V |  | Delta Voc | -13.75%
|  | Inom AC= | 31.4928 | A |  | Voc= | 42.8835 | V | Vmp= | 35.3539 | V
|  | I max AC= | 96 | A
|  | Vac= | 220 | V |  | Isc
|  | MPPT | 6 | A |  | Coef Isc | 0.045%
|  | String | 2 |  |  | Delta Isc | 2.25%
[6 empty] | Isc= | 14.4377 | Amp | Imp= | 13.8446
|  | % Sobredimensionamiento | 35%
| Inversor 2 | Pmax= | 8100 | W
| Cantidad | Pnom= | 6000 | W
| 1 | Imax DC= | 0 | A
| No Paneles aproximados por MPPT | IscDC= | 0 | A
| 0 | VnomDC= | 0 | V
|  | Inom AC= | 0 | A
|  | I max AC= | 0 | A
|  | Vac= | 0 | V
|  | MPPT | 0 | A
|  | String | 0
3. | Área requerida para el montaje
| Atotal= | 68.2 | m2
A
4. | Arreglo de módulos
| String 1, 2 y 15- Inversor 1 | Voc | 85.767 | V
| No Paneles Serie | Isc | 14.4377 | A
| 2 | Potencia | 1238.2782 | W
| String 4 y 5 - Inversor 2 | Voltaje | 0 | V
| No Paneles Serie | Corriente | 14.4377 | A
| 0 | Potencia | 0 | W
| Arreglo Final - Inversor 1 | Voltaje | 85.767 | V
| No String Paralelo | Corriente | 173.2524 | A
| 12 | Potencia | 14859.3386 | W
| Arreglo Final - Inversor 2 | Voltaje | 0 | V
| No String Paralelo | Corriente | 0 | A
| 0 | Potencia | 0 | W
5. | Cálculo de Protecciones
DC
| Fusibles | Cantidad | 24 |  |  | Dos por cada string
| VFGV= 1,2*Nms*VModOCSTC | VFGV= | 0 | V | Buscar ref comercial por encima
| In= 1,56*IModscSTC | In= | 22.0272 | A | Certificado de conformidad y RETIE
| DPS | Cantidad | 12 |  | Bipolar-verificar datasheet para validar conexión | Uno por cada string
| VDPS= 1,1*Nms*Vmod,oc,stc | VDps= | 109.384 | V | Buscar ref comercial por encima
Certificado de conformidad y RETIE
| Interruptor principal DC | Cantidad | 6 |  | Bipolar | Uno por cada string
| Vint=1,2*Nms*Vmod,oc,stc | Vint= | 119.328 | V |  | Se escoge fusible o interruptor DC
| Imax= 1,25*Isc*Nmp | Imax= | 17.65 | A
| In=1,25*Imax | In= | 22.0625 | A
AC
| Breaker termomagnético | Protección de tensión y de corriente
| Vint= 1,2 VAC | Vint= | 264 | V
| Imax= 1,25*Imax | Imax= | 110.4 | A | Debe ser inferior a la corriente deI cable, ya que 1ro dispara breaker antes que se queme el cable
DPS - Falla de puesta de tierra
| VDPS= 1,1*Vinv |  | 242 | V | Buscar ref comercial por encima
Pararrayos depende de la estructura
Medidor Bidireccional
| Cableado DC |  | Por panel | Total
| Tipo PV | Cable positivo (No 12 AWG) | 66 | 72.6
|  | Cable negativo (No 12 AWG) | 66 | 72.6
| Por String a inversor | Cable Tierra No 10 o 12 | 55 | 60.5
Inom= 1,25*(1,25*Isc)
RTamb= Delta V/(2*L*Isc)
R20°C= Rtamb/(1+p(delta T))
| Tamb= Temperatura max ambiente= | 75 | °C
| Caida tensión requerida | 2.2%
| Delta V= | 1.8869 | V
| L= | 0.03 | Km
| Inom= | 22.5589 | A
| Rtamb= | 1.394 | ohm/Km
| pCu= | 0.00323
| Detla T= | 55 | °C
| R20°C= | 1.1837 | ohm/Km
| Calibre conductor | 12
| Conectores MC4 | 24
Del Inversor al tablero de protecciones
Cable AC
Inom= 1,25*Imax
| Tamb= Temperatura max ambiente= | 75 | °C
| Caida tensión requerida | 1%
| Delta V= | 2.2 | V
| L= | 0.005 | Km
| Inom= | 120 | A
| Rtamb= | 1.8333 | ohm/Km
| pCu= | 0.00323
| Detla T= | 55 | °C
| R20°C= | 1.5568 | ohm/Km
| Calibre conductor | 2
Del tablero de protecciones al tablero general 1
Cable AC
Inom= 1,25*Imax
| Tamb= Temperatura max ambiente= | 75 | °C
| Caida tensión requerida | 2%
| Delta V= | 4.4 | V
| L= | 0.015 | Km
| Inom= | 39.3659 | A
| Rtamb= | 3.7257 | ohm/Km
| pCu= | 0.00323
| Detla T= | 55 | °C
| R20°C= | 3.1637 | ohm/Km
| Calibre conductor | 4/0 | Fases
|  | No 8 | tierra
| No String por Inversor 1 | 12
| Inversor 1 | 1
| Total String Inversor 1 | 12
| No String por Inversor 2 | 0
| Inversor 2 | 1
| Total String Inversor 2 | 0
| Total String x cliente | 12
| No clientes | 12
Tableros DC
| Fusibles | 24
| DPS | 12
| Total posiciones | 36
| No posiciones del tablero | 18
| Total tableros | 2

## SIGO GoodWe
Detallw Servicio llave en mano | Precio de venta antes IVA | Precio de Venta Iva Incluido | PV antes de Iva | PV Iva incluido |  | Descripción | Precio de venta antes IVA | Precio de Venta Iva Incluido
Suministro de equipos de energía renovable | 19286571.0303 | 19370171.0303 | 19286571.0303 | 19286571.0303 |  | Grupo generador | #REF! | #REF! | 12176683
Suministro de materiales y equipos | 8206074.5865 | 9278591.4579 | 8206074.5865 | 9278591.4579 | 4103037.2932 | Descripción | Precio de venta antes IVA | Precio de Venta Iva Incluido | 7109888.0303
Servicio de diseño | 5151515.1515 | 6130303.0303 | 5151515.1515 | 6130303.0303 |  | Total | #REF! | #REF!
Servicio de instalación | 4909090.9091 | 4969401.5152 | 4909090.9091 | 4950730.5195
Suministro de estructura | 3576900 | 4256511 | 3576900 | 4256511
Certificación Retie | 1969696.9697 | 2343939.3939 | 1969696.9697 | 2343939.3939 |  | 3636191.7243
Suministro de medidor bidireccional | 1666666.6667 | 1983333.3333 | 1666666.6667 | 1983333.3333 |  | 22837803.1114
Trámites ante entidades | 909090.9091 | 1081818.1818 | 909090.9091 | 1081818.1818 |  | 9135121.2446
Total general | 45675606.2228 | 49414068.9428 | 45675606.2228 | 49311797.9471
0
Servicio de instalación |  | 4909090.9091
Costo Directo | 12% | 4383116.8831
Administración | 5% | 219155.8442 |  |  | Flujo de caja | Porcentaje | Valor antes de IVA | Valor con IVA
Imprevistos | 2% | 87662.3377 |  |  | Anticipo | 35% | 15986462.178 | 17259129.2815
Utilidad | 5% | 219155.8442 |  |  | Con llegada de paneles | 25% | 11418901.5557 | 12327949.4868
Iva | 19% | 41639.6104 |  |  | Con llegada de inversor | 20% | 9135121.2446 | 9862359.5894
|  | 4950730.5195 |  |  | Instalacion aprobada | 20% | 9135121.2446 | 9862359.5894
|  |  |  | 0 | 49311797.9471
0
0
25384067.6923
20513846.1538
14948373.0401
9200000
3962104.6154
2738461.5385
2615384.6154
2000000
1846153.8462
83208391.5017

## Capex GoodWe
|  | Margen | Factor | [12 empty] | Tiempo reposición |  | 120 | meses
| Equipos renovable | 34% | 66%
| Planta eléctrica | 34% | 66% |  | 31.5292 | 39.4115 | 493.1507
| Instalación | 34% | 66% | [5 empty] | 4000
| Diseños y trámites | 34% | 66% |  | 2839947.5378
| Obra civil | 34% | 66%
Item | Descripción | Un | Inv 1 | Inv 2 | Cant total | IVA | CU | CT antes IVA | CT Iva Incluido | PV | PV antes IVA | PV Iva Incluido | Categoría Sigo | Pareto | Costo/Winstalado | Precio/Winstalado | Tiempo de reposición | Reposición Empresa | Reposición Cliente
1 | Equipos principales | [6 empty] | 13333036.88 | 13502953.88 |  | 20201571.0303 | 20459021.0303 |  | 0% | 0 | 0 |  |  |  |  | V.U. Antes IVA | V.U | Cantidad/panel | V.T. antes IVA | V.T./panel | 20459021.0303 | 13502953.88
1.1 | PANEL SOLAR 725 W | Un | 22 | 0 | 22 | 0% | 370000 | 8140000 | 8140000 | 560606.0606 | 12333333.3333 | 12333333.3333 | Suministro de equipos de energía renovable |  |  |  | 240 | 1541.6667 | 2335.8586 | Riel AS-DR-01A-5100 | 123655 | 147149.45 | 0.52 | 64300.6 | 76517.714
1.2 | [GW12KLV-MT] Inversor trifásico 12kw 208-240Vac 3 MPPT con DC switch y Wifi GoodWe | Un | 1 | 0 | 1 | 0% | 4298736.88 | 4298736.88 | 4298736.88 | 6513237.697 | 6513237.697 | 6513237.697 | Suministro de equipos de energía renovable |  |  |  | 240 | 17911.4037 | 27138.4904 | Middle clamp AS-DMC / 30 mm | 5668 | 6744.92 | 2.017 | 11432.356 | 13604.5036
1.3 | Smart Meter | Un | 1 | 0 | 1 | 19% | 290400 | 290400 | 345576 | 440000 | 440000 | 523600 | Suministro de equipos de energía renovable |  |  |  | 240 | 1210 | 1833.3333
1.4 | [GW14.3-BAT-LV-G10] Batería LFP(LiFePO4) 51.2 Vdc 280 Ah [with aerosol] Goodwe | Un | 0 | 0 | 0 | 19% | 6667000 | 0 | 0 | 10101515.1515 | 0 | 0 | Suministro de equipos de almacenamiento |  |  |  | 240 | 27779.1667 | 42089.6465 | Enclamp AS-DEC / 30 mm | 5668 | 6744.92 | 0.367 | 2080.156 | 2475.3856
1.5 | HV418100 12S Gabinete | Un | 0 | 0 | 0 | 19% | 4784000 | 0 | 0 | 7248484.8485 | 0 | 0 | Suministro de materiales y equipos |  |  |  | 240 | 19933.3333 | 30202.0202 | Clip tierra | 1030 | 1225.7 | 0.5 | 515 | 612.85
1.6 | EQUIPOS DE MEDIDA TC´S | Un | 3 | 0 | 3 | 19% | 201300 | 603900 | 718641 | 305000 | 915000 | 1088850 | Suministro de materiales y equipos
2 | Estructura Metálica | [6 empty] | 2360754 | 2809297.26 | 0 | 3576900 | 4256511 |  | 0% | 0 | 0 |  | 0 | 0 | Ground Clamp | 5744 | 6835.36 | 0.183 | 1051.152 | 1250.8709 | 4256511 | 2809297.26
2.1 | Riel de soporte aluminio anodizado 4,7 | Un | 13.42 | 0 | 13.42 | 19% | 100000 | 1342000 | 1596980 | 151515.1515 | 2033333.3333 | 2419666.6667 | Suministro de estructura |  |  |  | 0 | 0 | 0 | Autoperforante | 15457 | 18393.83 | 0.5 | 7728.5 | 9196.915
2.2 | Union de riel | Un | 7.26 | 0 | 7.26 | 19% | 6900 | 50094 | 59611.86 | 10454.5455 | 75900 | 90321 | Suministro de estructura |  | 0.43277 | 0.65571 | 0 | 0 | 0 | Unión de Riel | 5733 | 6822.27 | 0.46 | 2637.18 | 3138.2442
2.3 | Mid Clamp | Un | 33 | 0 | 33 | 19% | 3500 | 115500 | 137445 | 5303.0303 | 175000 | 208250 | Suministro de estructura |  |  |  | 0 | 0 | 0 | Inclinación paneles | 123655 | 147149.45 | 0.8 | 98924 | 117719.56
2.4 | End Clamp | Un | 22 | 0 | 22 | 19% | 3500 | 77000 | 91630 | 5303.0303 | 116666.6667 | 138833.3333 | Suministro de estructura |  |  |  | 0 | 0 | 0 | Dado | 50000 | 59500 | 1.6 | 80000 | 95200 |  |  |  | CT ANTES IVA | 2889947.5378 | 6715625
2.5 | Chapa de tierra (Mid clamp) | Un | 33 | 0 | 33 | 19% | 700 | 23100 | 27489 | 1060.6061 | 35000 | 41650 | Suministro de estructura |  |  |  | 0 | 0 | 0 |  |  |  |  | 268668.944 | 319716.0434 |  |  |  | CT IVA INCLUIDO | 3439037.57 | 7991595
2.6 | Ground Lug | Un | 11 | 0 | 20.68 | 19% | 4500 | 93060 | 110741.4 | 6818.1818 | 141000 | 167790 | Suministro de estructura |  | 0.28224 | 0.42764 | 0 | 0 | 0 |  |  |  | Imprevisto | 1 | 1
2.7 | L Foot 85 mm | Un | 44 | 0 | 44 | 19% | 15000 | 660000 | 785400 | 22727.2727 | 1000000 | 1190000 | Suministro de estructura |  |  |  | 0 | 0 | 0 |  |  |  |  | 268668.944 | 319716.0434
2.8 | Dados | Un | 0 | 0 | 0 | 19% | 25000 | 0 | 0 | 37878.7879 | 0 | 0 | Suministro de estructura
2.9 | Riel de soporte aluminio anodizado 4,7 | Un | 0 | 0 | 0 | 19% | 115141 | 0 | 0 | 174456.0606 | 0 | 0 | Suministro de estructura
3 | Protecciones en DC |  |  |  |  | 19% |  | 344000 | 409360 |  | 521212.1212 | 620242.4242 |  |  | 2839947.5378 |  | 0 | 0 | 0 | [6 empty] | 620242.4242 | 409360
3.1 | TABLERO BIFÁSICO TIPO RIEL DIN 18 PUESTOS SOBREPONER | Un | 1 | 0 | 1 | 19% | 150000 | 150000 | 178500 | 227272.7273 | 227272.7273 | 270454.5455 | Suministro de materiales y equipos |  |  |  | 0 | 0 | 0
3.2 | DPS SOLAR 1000V TIPO RIEL DIN | Un | 2 | 0 | 2 | 19% | 60000 | 120000 | 142800 | 90909.0909 | 181818.1818 | 216363.6364 | Suministro de materiales y equipos |  | 3.7632 | 5.7018 | 0 | 0 | 0
3.3 | MINIBREAKERS 32A | Un | 2 | 0 | 2 | 19% | 37000 | 74000 | 88060 | 56060.6061 | 112121.2121 | 133424.2424 | Suministro de materiales y equipos |  |  |  | 0 | 0 | 0
4 | Protecciones en AC |  |  |  |  | 19% |  | 397400 | 472906 |  | 602121.2121 | 716524.2424 | [5 empty] | 0 | 0 | [6 empty] | 716524.2424 | 472906
4.1 | TABLERO BIFÁSICO TIPO RIEL DIN 18 PUESTOS SOBREPONER | Un | 1 | 0 | 1 | 19% | 150000 | 150000 | 178500 | 227272.7273 | 227272.7273 | 270454.5455 | Suministro de materiales y equipos
4.2 | FUSIBLE Y PORTA FUSIBLE DE BATERIAS | Un | 0 | 0 | 0 | 19% | 195000 | 0 | 0 | 295454.5455 | 0 | 0 | Suministro de materiales y equipos | 473.1% |  |  | 0 | 0 | 0
4.3 | MINIBREAKER AC 2X32A TIPO RIEL DIN | Un | 0 | 0 | 0 | 19% | 21439 | 0 | 0 | 32483.3333 | 0 | 0 | Suministro de materiales y equipos |  | 1.3447 | 2.0374 | 0 | 0 | 0
4.4 | MINIBREAKER AC3X50A TIPO RIEL DIN | Un | 1 | 0 | 1 | 19% | 19000 | 19000 | 22610 | 28787.8788 | 28787.8788 | 34257.5758 | Suministro de materiales y equipos |  |  |  | 0 | 0 | 0
4.5 | MINIBREAKER AC 3x200A TIPO RIEL DIN | Un | 0 | 0 | 0 | 19% | 396000 | 0 | 0 | 600000 | 0 | 0 | Suministro de materiales y equipos |  |  |  | 0 | 0 | 0
4.6 | DPS CLASE 2 TIPO RIEL DIN AC | Un | 1 | 0 | 1 | 19% | 147000 | 147000 | 174930 | 222727.2727 | 222727.2727 | 265045.4545 | Suministro de materiales y equipos | 356.6% |  |  | 0 | 0 | 0
4.7 | PROTECCIÓN ENCHUFABLE 2X32A | Un | 0 | 0 | 0 | 19% | 58824 | 0 | 0 | 89127.2727 | 0 | 0 | Suministro de materiales y equipos |  |  |  | 0 | 0 | 0
4.8 | PROTECCIÓN ENCHUFABLE 3X50A | Un | 1 | 0 | 1 | 19% | 50000 | 50000 | 59500 | 75757.5758 | 75757.5758 | 90151.5152 | Suministro de materiales y equipos |  |  |  | 0 | 0 | 0
4.9 | TABLERO GENERAL BAJA TENSION 24 CTOS TIPO ENCHUFABLE (Incluye 4 breaker 2x20 + 8 1x16 + 2 1x20) | Un | 0 | 0 | 0 | 19% |  | 0 | 0 | 0 | 0 | 0 | Suministro de materiales y equipos |  |  |  | 0 | 0 | 0
4.10 | MINIBREAKER DE 1X2A TIPO RIEL DIN | Un | 1 | 0 | 1 | 19% | 31400 | 31400 | 37366 | 47575.7576 | 47575.7576 | 56615.1515 | Suministro de materiales y equipos |  |  |  | 0 | 0 | 0
5 | Canalizaciones - registros | [6 empty] | 127300 | 151487 | 115842.8571 | 192878.7879 | 229525.7576 |  |  |  |  | 0 | 0 | 0 | [6 empty] | 229525.7576 | 151487
5.1 | CAJA DE PASO PLASTICA 30*30*15 | Un | 0 | 0 | 0 | 19% | 47899 | 0 | 0 | 72574.2424 | 0 | 0 | Suministro de materiales y equipos |  |  |  | 0 | 0 | 0
5.2 | CAJA DE PASO PLASTICA 20*15 | mt | 2 | 0 | 2 | 19% | 35000 | 70000 | 83300 | 53030.303 | 106060.6061 | 126212.1212 | Suministro de materiales y equipos |  |  |  | 0 | 0 | 0
5.3 | CAJA RAWELT 4X4 DE 1" | Un | 2 | 0 | 2 | 19% | 26400 | 52800 | 62832 | 40000 | 80000 | 95200 | Suministro de materiales y equipos |  |  |  | 0 | 0 | 0
5.4 | PRENSA ESTOPA DE 1/2" | Un | 2 | 0 | 2 | 19% | 2250 | 4500 | 5355 | 3409.0909 | 6818.1818 | 8113.6364 | Suministro de materiales y equipos |  | 0.14112 | 0.21382 | 0 | 0 | 0
5.5 | PRENSA ESTOPA DE 3/4" | Un | 0 | 0 | 0 | 19% | 3300 | 0 | 0 | 5000 | 0 | 0 | Suministro de materiales y equipos | 8.006% |  |  | 0 | 0 | 0
6 | Sistema de puesta a tierra | [6 empty] | 0 | 0 |  | 0 | 0 |  |  |  |  | 0 | 0 | 0
6.1 | Varilla Coperweld de tierra | Un | 0 |  | 0 | 19% | 96000 | 0 | 0 | 145454.5455 | 0 | 0 | Suministro de materiales y equipos |  | 6.0212 | 9.123 | 0 | 0 | 0
6.2 | Perno varilla - cable | Un | 0 |  | 0 | 19% | 14000 | 0 | 0 | 21212.1212 | 0 | 0 | Suministro de materiales y equipos | 33.96% |  |  | 0 | 0 | 0
6.3 | Cable No. 8 desnudo | ml | 0 |  | 0 | 19% | 5630 | 0 | 0 | 8530.303 | 0 | 0 | Suministro de materiales y equipos |  | 0.35312 | 0.53502 | 0 | 0 | 0
6.4 | registro de tierra de 30 x 30 | Un | 0 |  | 0 | 19% | 101031 | 0 | 0 | 153077.2727 | 0 | 0 | Suministro de materiales y equipos |  |  |  | 0 | 0 | 0
6.5 | Suelo artificial (5 kilos) | Kg | 0 |  | 0 | 19% | 12000 | 0 | 0 | 18181.8182 | 0 | 0 | Suministro de materiales y equipos |  |  |  | 0 | 0 | 0
6.6 | Tuberia SCH 40 1/2" 3 metros | Un | 0 |  | 0 | 19% | 12500 | 0 | 0 | 18939.3939 | 0 | 0 | Suministro de materiales y equipos |  |  |  | 0 | 0 | 0
6 | Cable AC - DC | [6 empty] | 1251183 | 1488907.77 | 148081.4286 | 1895731.8182 | 2255920.8636 |  |  |  |  | 0 | 0 | 0 | [6 empty] | 2255920.8636 | 1488907.77
6.1 | Suministro cable fotovoltaico 4 mm2 color rojo | mt | 66 | 0 | 66 | 19% | 3500 | 231000 | 274890 | 5303.0303 | 350000 | 416500 | Suministro de materiales y equipos |  | 0.21952 | 0.33261 | 0 | 0 | 0
6.2 | Suministro cable fotovoltaico 4 mm2 color negro | mt | 66 | 0 | 66 | 19% | 3500 | 231000 | 274890 | 5303.0303 | 350000 | 416500 | Suministro de materiales y equipos |  |  |  | 0 | 0 | 0
6.3 | JUEGO TERMINALES MC4 4 mm2 | Un | 8 | 0 | 8 | 19% | 5042 | 40336 | 47999.84 | 7639.3939 | 61115.1515 | 72727.0303 | Suministro de materiales y equipos |  |  |  | 0 | 0 | 0
6.4 | Cable Cu # 14 AWG THHN/THWN-2 | mt | 0 |  | 0 | 19% |  | 0 | 0 | 0 | 0 | 0 | Suministro de materiales y equipos |  | 0 | 0 | 0 | 0 | 0
6.5 | Cable Cu # 12 AWG THHN/THWN-2 | mt | 0 |  | 0 | 19% | 0 | 0 | 0 | 0 | 0 | 0 | Suministro de materiales y equipos |  |  |  | 0 | 0 | 0
6.6 | Cable Cu # 10 AWG THHN/THWN-2 | mt | 45 | 0 | 45 | 19% | 3781 | 170145 | 202472.55 | 5728.7879 | 257795.4545 | 306776.5909 | Suministro de materiales y equipos |  |  |  | 0 | 0 | 0
6.7 | Cable Cu # 8 AWG THHN/THWN-2 | mt | 45 | 0 | 45 | 19% | 5630 | 253350 | 301486.5 | 8530.303 | 383863.6364 | 456797.7273 | Suministro de materiales y equipos |  |  |  | 0 | 0 | 0
6.8 | Cable Cu # 6 AWG THHN/THWN-2 | mt | 0 | 0 | 0 | 19% | 7741 | 0 | 0 | 11728.7879 | 0 | 0 | Suministro de materiales y equipos |  |  |  | 0 | 0 | 0
6.9 | Cable Cu # 4 AWG THHN/THWN-2 Tierra | mt | 0 | 0 | 0 | 19% |  | 0 | 0 | 0 | 0 | 0 | Suministro de materiales y equipos |  |  |  | 0 | 0 | 0
6.10 | Cable Cu # 2 AWG THHN/THWN-2 | mt | 0 | 0 | 0 | 19% | 18100 | 0 | 0 | 27424.2424 | 0 | 0 | Suministro de materiales y equipos |  | 1.1352 | 1.7201 | 0 | 0 | 0 |  | Simulación Davivienda
6.11 | Cable Cu # 1/0 AWG THHN/THWN-2 | mt | 0 | 0 | 0 | 19% | 0 | 0 | 0 | 0 | 0 | 0 | Suministro de materiales y equipos |  |  |  | 0 | 0 | 0
6.12 | Cable Cu # 2/0 AWG THHN/THWN-2 | mt | 0 | 0 | 0 | 19% |  | 0 | 0 | 0 | 0 | 0 | Suministro de materiales y equipos |  |  |  | 0 | 0 | 0
6.13 | Cable Cu # 250 AWG THHN/THWN-2 | mt | 0 | 0 | 0 | 19% | 95000 | 0 | 0 | 143939.3939 | 0 | 0 | Suministro de materiales y equipos |  |  |  | 0 | 0 | 0
6.14 | Cable Cu # 10 AWG THHN/THWN-2 Tierra | mt | 66 | 0 | 66 | 19% | 3781 | 249546 | 296959.74 | 5728.7879 | 378100 | 449939 | Suministro de materiales y equipos |  |  |  | 0 | 0 | 0
6.15 | Cable utp Cap 5 | mt | 10 | 0 | 10 | 19% | 1500 | 15000 | 17850 | 2272.7273 | 22727.2727 | 27045.4545 | Suministro de materiales y equipos |  |  |  | 0 | 0 | 0
6.16 | CABLE SOLDADOR No. 2 | mt | 0 | 0 | 0 | 19% | 25704 | 0 | 0 | 38945.4545 | 0 | 0 | Suministro de materiales y equipos |  |  |  | 0 | 0 | 0
6.17 | Cable 2x 22 apantallado | mt | 0 | 0 | 0 | 19% | 1700 | 0 | 0 | 2575.7576 | 0 | 0 | Suministro de materiales y equipos |  |  |  | 0 | 0 | 0
6.18 | Cable No. 18 negro | mt | 30 | 0 | 30 | 19% | 1785 | 53550 | 63724.5 | 2704.5455 | 81136.3636 | 96552.2727 | Suministro de materiales y equipos |  |  |  | 0 | 0 | 0
6.19 | BORNAS CU 14 AWG | Un | 0 |  | 0 | 19% | 2000 | 0 | 0 | 3030.303 | 0 | 0 | Suministro de materiales y equipos |  |  |  | 0 | 0 | 0
6.20 | BORNAS CU 12 AWG | Un | 0 |  | 0 | 19% | 0 | 0 | 0 | 0 | 0 | 0 | Suministro de materiales y equipos | 0% |  |  | 0 | 0 | 0
6.21 | BORNAS CU 10 AWG | Un | 2 | 0 | 2 | 19% | 1428 | 2856 | 3398.64 | 2163.6364 | 4327.2727 | 5149.4545 | Suministro de materiales y equipos |  |  |  | 0 | 0 | 0
6.22 | BORNAS CU 8 AWG | Un | 0 | 0 | 0 | 19% | 1400 | 0 | 0 | 2121.2121 | 0 | 0 | Suministro de materiales y equipos |  |  |  | 0 | 0 | 0
6.23 | BORNAS CU 6 AWG | Un | 2 | 0 | 2 | 19% | 2200 | 4400 | 5236 | 3333.3333 | 6666.6667 | 7933.3333 | Suministro de materiales y equipos |  |  |  | 0 | 0 | 0
6.24 | BORNAS CU 4 AWG | Un | 0 | 0 | 0 | 19% | 4600 | 0 | 0 | 6969.697 | 0 | 0 | Suministro de materiales y equipos |  |  |  | 0 | 0 | 0
6.25 | BORNAS CU 2 AWG | Un | 0 | 0 | 0 | 19% | 3500 | 0 | 0 | 5303.0303 | 0 | 0 | Suministro de materiales y equipos |  |  |  | 0 | 0 | 0
6.26 | BORNAS CU 1/0 AWG | Un | 0 | 0 | 0 | 19% |  | 0 | 0 | 0 | 0 | 0 | Suministro de materiales y equipos |  |  |  | 0 | 0 | 0
6.27 | BORNAS CU 2/0 AWG | Un | 0 | 0 | 0 | 19% |  | 0 | 0 | 0 | 0 | 0 | Suministro de materiales y equipos |  |  |  | 0 | 0 | 0
6.28 | BORNAS CU 4/0 AWG | Un | 0 | 0 | 0 | 19% | 4600 | 0 | 0 | 6969.697 | 0 | 0 | Suministro de materiales y equipos |  |  |  | 0 | 0 | 0
7 | Tuberia - Ductos y Accesorios | [6 empty] | 720064.5378 | 856876.8 | 345862.8571 | 1091006.8755 | 1298298.1818 |  |  |  |  | 0 | 0 | 0 | [6 empty] | 1298298.1818 | 856876.8
7.1 | CORAZA METÁLICA 1" | mt | 4.4 |  | 4.4 | 19% | 9831.9328 | 43260.5042 | 51480 | 14896.8678 | 65546.2185 | 78000 | Suministro de materiales y equipos |  |  |  | 0 | 0 | 0
7.2 | CONECTORES RECTOS PARA CORAZA 1" | mt | 4.4 |  | 4.4 | 19% | 7413.4454 | 32619.1597 | 38816.8 | 11232.493 | 49422.9692 | 58813.3333 | Suministro de materiales y equipos |  |  |  | 0 | 0 | 0
7.3 | CORAZA METÁLICA 1" 1/2 | mt | 0 | 0 | 0 | 19% | 14900 | 0 | 0 | 22575.7576 | 0 | 0 | Suministro de materiales y equipos |  |  |  | 0 | 0 | 0
7.4 | CONECTORES RECTOS PARA CORAZA 1" 1/2 | mt | 0 | 0 | 0 | 19% | 13550 | 0 | 0 | 20530.303 | 0 | 0 | Suministro de materiales y equipos |  |  |  | 0 | 0 | 0
7.5 | CORAZA METÁLICA 2" | mt | 0 |  | 0 | 19% | 19450 | 0 | 0 | 29469.697 | 0 | 0 | Suministro de materiales y equipos |  |  |  | 0 | 0 | 0
7.6 | CONECTORES RECTOS PARA CORAZA 2" | Un | 0 |  | 0 | 19% | 13150 | 0 | 0 | 19924.2424 | 0 | 0 | Suministro de materiales y equipos |  |  |  | 0 | 0 | 0
7.7 | TUBERÍA IMC 1" x 3metros | Un | 4 | 0 | 4 | 19% | 65924.3697 | 263697.479 | 313800 | 99885.4087 | 399541.6348 | 475454.5455 | Suministro de materiales y equipos |  |  |  | 0 | 0 | 0
7.8 | CURVA IMC 1" | Un | 4 | 0 | 4 | 19% | 14621.8487 | 58487.395 | 69600 | 22154.3163 | 88617.2651 | 105454.5455 | Suministro de materiales y equipos |  |  |  | 0 | 0 | 0
7.9 | UNIONES IMC 1" | Un | 4 | 0 | 4 | 19% | 2400 | 9600 | 11424 | 3636.3636 | 14545.4545 | 17309.0909 | Suministro de materiales y equipos |  |  |  | 0 | 0 | 0
7.10 | TUBERÍA IMC 1" 1/2 x 3metros | Un | 0 | 0 | 0 | 19% | 127550 | 0 | 0 | 193257.5758 | 0 | 0 | Suministro de materiales y equipos |  |  |  | 0 | 0 | 0
7.11 | CURVA IMC 1" 1/2 | Un | 0 | 0 | 0 | 19% | 18300 | 0 | 0 | 27727.2727 | 0 | 0 | Suministro de materiales y equipos |  |  |  | 0 | 0 | 0
7.12 | UNIONES IMC 1" 1/2 | Un | 0 | 0 | 0 | 19% | 3850 | 0 | 0 | 5833.3333 | 0 | 0 | Suministro de materiales y equipos |  |  |  | 0 | 0 | 0
7.13 | TUBERÍA IMC 2" x 3metros | Un | 0 |  | 0 | 19% | 160600 | 0 | 0 | 243333.3333 | 0 | 0 | Suministro de materiales y equipos |  |  |  | 0 | 0 | 0
7.14 | CURVA IMC 2" 1/2 | Un | 0 | 0 | 0 | 19% | 28350 | 0 | 0 | 42954.5455 | 0 | 0 | Suministro de materiales y equipos |  |  |  | 0 | 0 | 0
7.15 | UNIONES IMC 2" 1/2 | Un | 0 | 0 | 0 | 19% | 5400 | 0 | 0 | 8181.8182 | 0 | 0 | Suministro de materiales y equipos | 13.1% |  |  |  | 0 | 0
7.16 | TUBERÍA EMT 1" x 3metros | Un | 4 | 0 | 4 | 19% | 39850 | 159400 | 189686 | 60378.7879 | 241515.1515 | 287403.0303 | Suministro de materiales y equipos |  |  |  |  | 0 | 0
7.17 | CURVA EMT 1" | Un | 4 | 0 | 4 | 19% | 3150 | 12600 | 14994 | 4772.7273 | 19090.9091 | 22718.1818 | Suministro de materiales y equipos | 7.642% |  |  |  | 0 | 0
7.18 | UNIONES EMT 1" | Un | 4 | 0 | 4 | 19% | 1850 | 7400 | 8806 | 2803.0303 | 11212.1212 | 13342.4242 | Suministro de materiales y equipos |  |  |  |  | 0 | 0
7.19 | TUBERÍA EMT 1" 1/2 x 3metros | Un | 0 | 0 | 0 | 19% | 72300 | 0 | 0 | 109545.4545 | 0 | 0 | Suministro de materiales y equipos |  |  |  |  | 0 | 0
7.20 | CURVA EMT 1" 1/2 | Un | 0 | 0 | 0 | 19% | 8900 | 0 | 0 | 13484.8485 | 0 | 0 | Suministro de materiales y equipos |  |  |  |  | 0 | 0
7.21 | UNIONES EMT 1" 1/2 | Un | 0 | 0 | 0 | 19% | 4050 | 0 | 0 | 6136.3636 | 0 | 0 | Suministro de materiales y equipos |  |  |  |  | 0 | 0
7.22 | TUBERÍA EMT 2" x 3metros | Un | 0 | 0 | 0 | 19% | 106300 | 0 | 0 | 161060.6061 | 0 | 0 | Suministro de materiales y equipos | 257.9% |  |  |  | 0 | 0
7.23 | CURVA EMT 2" | Un | 0 | 0 | 0 | 19% | 12650 | 0 | 0 | 19166.6667 | 0 | 0 | Suministro de materiales y equipos |  |  |  | 240 | 52.7083 | 79.8611
7.24 | UNIONES EMT 2" | Un | 0 | 0 | 0 | 19% | 4900 | 0 | 0 | 7424.2424 | 0 | 0 | Suministro de materiales y equipos |  |  |  |  | 0 | 0
7.25 | TUBERÍA PVC SCH40 1" x 3metros | Un | 0 | 0 | 0 | 19% | 14700 | 0 | 0 | 22272.7273 | 0 | 0 | Suministro de materiales y equipos |  |  |  |  | 0 | 0
7.26 | CURVA PVC SCH40 1" | Un | 0 | 0 | 0 | 19% | 2650 | 0 | 0 | 4015.1515 | 0 | 0 | Suministro de materiales y equipos | 6.429% |  |  |  | 0 | 0
7.27 | TERMINAL ADAPTADOR PVC SCH 1" | Un | 0 | 0 | 0 | 19% | 3000 | 0 | 0 | 4545.4545 | 0 | 0 | Suministro de materiales y equipos |  |  |  |  | 0 | 0
7.28 | TUBERÍA PVC SCH40 1 1/2" x 3metros | Un | 0 | 0 | 0 | 19% | 23550 | 0 | 0 | 35681.8182 | 0 | 0 | Suministro de materiales y equipos |  |  |  |  | 0 | 0
7.29 | CURVA PVC SCH40 1 1/2" | Un | 0 | 0 | 0 | 19% | 8300 | 0 | 0 | 12575.7576 | 0 | 0 | Suministro de materiales y equipos | 20.14% |  |  |  | 0 | 0
7.30 | TERMINAL ADAPTADOR PVC SCH 1 1/2" | Un | 0 | 0 | 0 | 19% | 7500 | 0 | 0 | 11363.6364 | 0 | 0 | Suministro de materiales y equipos | 18.19% |  |  |  | 0 | 0
7.31 | TUBERÍA PVC SCH40 2" x 3metros | Un | 0 | 0 | 0 | 19% | 34100 | 0 | 0 | 51666.6667 | 0 | 0 | Suministro de materiales y equipos |  |  |  |  | 0 | 0
7.32 | CURVA PVC SCH40 2" | Un | 0 | 0 | 0 | 19% | 17500 | 0 | 0 | 26515.1515 | 0 | 0 | Suministro de materiales y equipos |  |  |  |  | 0 | 0
7.33 | TERMINAL ADAPTADOR PVC SCH 2" | Un | 0 | 0 | 0 | 19% | 8000 | 0 | 0 | 12121.2121 | 0 | 0 | Suministro de materiales y equipos | 19.41% |  |  |  | 0 | 0
7.34 | CANALETA PLÁSTICA DEXON 60 X 40 MM X 2 METROS | Un | 0 | 0 | 0 | 19% | 41221 | 0 | 0 | 62456.0606 | 0 | 0 | Suministro de materiales y equipos | 100% |  |  |  | 68428.2787 | 103679.2101
7.35 | ANGULO PLANO PARA CANALETA DE 60 X 40 | Un | 0 | 0 | 0 | 19% | 10000 | 0 | 0 | 15151.5152 | 0 | 0 | Suministro de materiales y equipos
7.36 | ANGULO INTERNO PARA CANALETA DE 60X40 | Un | 0 | 0 | 0 | 19% | 10000 | 0 | 0 | 15151.5152 | 0 | 0 | Suministro de materiales y equipos
7.37 | T PARA CANALETA DE 60 X 40 | Un | 0 | 0 | 0 | 19% | 8176.9958 | 0 | 0 | 12389.3876 | 0 | 0 | Suministro de materiales y equipos |  |  |  | 0 | 0 | 0 | Autoperforante | 15457 | 18393.83 | 0.5 | 7728.5 | 9196.915
7.38 | TAPA FINAL | Un | 0 | 0 | 0 | 19% | 10000 | 0 | 0 | 15151.5152 | 0 | 0 | Suministro de materiales y equipos |  |  |  | 0 | 0 | 0
7.40 | SOPORTE METÁLICO DOBLE OJO 1" | Un | 0 | 0 | 0 | 19% | 2000 | 0 | 0 | 3030.303 | 0 | 0 | Suministro de materiales y equipos |  | 0.12544 | 0.19006 | 0 | 0 | 0
7.41 | SOPORTE METÁLICO DOBLE OJO 1 1/2" |  | 0 | 0 | 0 | 19% | 2000 | [5 empty] | Suministro de materiales y equipos |  |  |  | 0 | 0 | 0
7.42 | SOPORTE METÁLICO DOBLE OJO 2" |  | 0 | 0 | 0 | 19% | 2000 | [5 empty] | Suministro de materiales y equipos |  |  |  |  | 0 | 0
7.43 | CINTA AISLANTE NEGRA | Un | 1 | 1 | 2 | 19% | 7500 | 15000 | 17850 | 11363.6364 | 22727.2727 | 27045.4545 | Suministro de materiales y equipos
7.44 | CINTA AISLANTE ROJA | Un | 1 | 1 | 2 | 19% | 3500 | 7000 | 8330 | 5303.0303 | 10606.0606 | 12621.2121 | Suministro de materiales y equipos
7.45 | CINTA AISLANTE BLANCA | Un | 1 | 1 | 2 | 19% | 3500 | 7000 | 8330 | 5303.0303 | 10606.0606 | 12621.2121 | Suministro de materiales y equipos
7.46 | CINTA AISLANTE VERDE | Un | 1 | 1 | 2 | 19% | 3500 | 7000 | 8330 | 5303.0303 | 10606.0606 | 12621.2121 | Suministro de materiales y equipos | IVA | 62456.0606
7.47 | CHAZO Y TORNILLO 1/4 | Un | 100 | 0 | 100 | 19% | 200 | 20000 | 23800 | 303.0303 | 30303.0303 | 36060.6061 | Suministro de materiales y equipos | Dto 50% Inv | 0
7.48 | PEGANTE SELLADOR POLIURETANO | Un | 1 | 0 | 1 | 19% | 28000 | 28000 | 33320 | 42424.2424 | 42424.2424 | 50484.8485 | Suministro de materiales y equipos
7.49 | ESPUMA EXPANSIVA | Un | 1 | 0 | 1 | 19% | 28000 | 28000 | 33320 | 42424.2424 | 42424.2424 | 50484.8485 | Suministro de materiales y equipos
7.50 | AMARRES PLASTICOS DE 25 CM | Un | 2 | 0 | 2 | 19% | 10500 | 21000 | 24990 | 15909.0909 | 31818.1818 | 37863.6364 | Suministro de materiales y equipos
7.51 | Materiales menores | % | 1% | 0% | 0% | 19% |  | 0 | 0 |  | 0 | 0 | Suministro de materiales y equipos
8 | Marcación | [6 empty] | 50000 | 59500 |  | 75757.5758 | 90151.5152
| S.E.I de marcación este deberá ser tipo exterior para identificar cableado fotovoltaico tanto al inicio de las String partiendo de los grupos de paneles como al ingreso del inversor. | Gb | 1 | 0 | 1 | 19% | 50000 | 50000 | 59500 | 75757.5758 | 75757.5758 | 90151.5152 | Servicio de instalación
8 | Gestión y Trámites | [6 empty] | 4000000 | 4760000 |  | 6060606.0606 | 7212121.2121
8.1 | Diseño eléctrico y estructural | Gb |  |  | 1 | 19% | 900000 | 900000 | 1071000 | 1363636.3636 | 1363636.3636 | 1622727.2727 | Servicio de diseño
8.2 | Estudio de conexión | Gb |  |  | 1 | 19% | 2500000 | 2500000 | 2975000 | 3787878.7879 | 3787878.7879 | 4507575.7576 | Servicio de diseño
8.3 | Trámites ante OR | GB |  |  | 1 | 19% | 600000 | 600000 | 714000 | 909090.9091 | 909090.9091 | 1081818.1818 | Trámites ante entidades
8.4 | Trámites UPME | GB |  |  | 0 | 19% | 850000 | 0 | 0 | 1287878.7879 | 0 | 0 | Trámites ante entidades
9 | Instalación | [6 empty] | 3190000 | 3220305 |  | 4833333.3333 | 4879250
9.1 | Mano de Obra de Instalación Eléctrica y Puesta en Servicio sistema | Gb | 15950 | 0 | 15950 | 19% | 200 | 3190000 | 3220305 | 303.0303 | 4833333.3333 | 4879250 | Servicio de instalación
9.2 | Punto de datos | Gb | 0 | 0 | 0 |  | 200000 | 0 | 0 | 303030.303 | 0 | 0 | Servicio de instalación
9.3 | Izaje de carga | Gb | 0 | 0 | 0 |  | 500000 | 0 | 0 | 757575.7576 | 0 | 0 | Servicio de instalación
10 | RETIE y Medición | [6 empty] | 2400000 | 2856000 |  | 3636363.6364 | 4327272.7273 | [13 empty] | 4327272.7273 | 2856000
9.3 | Certificación RETIE | Un | 1 | 0 | 1 | 19% | 1300000 | 1300000 | 1547000 | 1969696.9697 | 1969696.9697 | 2343939.3939 | Certificación Retie
9.4 | Suministro, gestión y cambio de medidor bidireccional med-3f- 208/120vac-5(120) | Gb | 0 | 0 | 1 | 19% | 1100000 | 1100000 | 1309000 | 1666666.6667 | 1666666.6667 | 1983333.3333 | Suministro de medidor bidireccional
| Subtotal | [6 empty] | 28173738.4178 | 30587593.71 |  | 42687482.4512 | 46344838.9545 | [13 empty] | 34163316.2273 | 22547788.71
| Estructuración y Gerencia del proyecto | Gb |  |  |  | 19% | 3% | 845212.1525 | 1005802.4615 |  | 1280624.4735 | 1280624.4735 | Suministro de materiales y equipos | [13 empty] | 0
| Comisión |  |  |  |  | 19% | 3% | 845212.1525 | 1005802.4615 |  | 1280624.4735 | 1280624.4735 | Suministro de materiales y equipos | [13 empty] | 0
| Imprevistos | % | 1% | 1% | 2% | 19% | 1% | 281737.3842 | 335267.4872 |  | 426874.8245 | 507981.0412 | Suministro de materiales y equipos
| Total | [6 empty] | 30145900.1071 | 32934466.1202 |  | 45675606.2228 | 49414068.9428 | [13 empty] | 34163316.2273 | 22547788.71
[8 empty] | 741211.0341 |  |  | 2863.6744 | 3098.0607 | [13 empty] | 66.65% |  | 31972924.356 | 34589848.26
[8 empty] | 98683872.146 | 108830148.5928 |  | 132689300.5035 | 144782478.4898 |  | 685134.0933 | [11 empty] | 29648441.3657 | 741211.0341
| Planta eléctrica a gas | Un | Inv 1 | Inv 2 | Cant total | IVA | CU | CT antes IVA | CT Iva Incluido | PV | PV antes IVA | PV Iva Incluido | Categoría Sigo | [12 empty] | 3738462.72
1 | Materiales | [6 empty] | 0 | 0 |  | 0 | 0 | [13 empty] | 22837803.1114
1.2 | Grupo generador Generac a Gas modelo 7077 con motor y generador Generac, tablero de control , cabina insonora, cargador de baterias, baterias y cables y interruptor del | Un | 0 | 0 | 0 | 19% | 22500000 | 0 | 0 | 34090909.0909 | 0 | 0 | Respaldo | [12 empty] | 9135121.2446
1.3 | Transferencia automatica Generac de 200Amp para grupo generador 7077 de 20kw a 208V | Un | 0 | 0 | 0 | 19% | 4700000 | 0 | 0 | 7121212.1212 | 0 | 0 | Respaldo
Subtotal | [7 empty] | 0 | 0 |  | 0 | 0 | Respaldo
[8 empty] | 30145900.1071 | 32934466.1202 |  | 45675606.2228 | 49414068.9428 |  | Devolución IVA | 3738462.72
[14 empty] | Declaración renta | 22837803.1114
|  | Micro | 2000 | [10 empty] | Dep acelerada | 9135121.2446
2480
|  | Micro | 6.4315 | 1060000 | 6817338.7097
|  | end camp | 6.4315 | 18000 | 115766.129 | 1.1917e-05 | 1.1352 |  | 0 | 1.7201 | [6 empty] | Año 1 | 0 | 0 |  | Tasa | 18.7%
|  | Cable troncal | 6.4315 | 110000 | 707459.6774 |  | 1.1352 | [6 empty] | 27424.2424 |  |  | Año 2 | 0 | 0
| Equity | DTU PRO S | 1 | 986000 | 986000 |  | 0 |  |  | 0 | [6 empty] | Año 3 | 0 | 0 |  | Meses | 5
| Financiación | Herramientas | 6 | 13000 | 78000 |  | 18100 |  |  | 27424.2424 | [6 empty] | Año 4 | 0 | 0
|  |  |  | Total con Micro | 8704564.5161 | [11 empty] | Año 5
|  |  |  | Tablero DC | -0.19
|  |  |  | Diferencia | 8704564.3261
|  |  |  | Costo Actual | 0.19
|  |  |  | Sobrecosto | 8704564.1361
| Indicadores |  |  |  | #DIV/0! | [15 empty] | Valor prestamo | 54132000
| 0.5 | USD/W | Instalación, Diseño y Trámites | [6 empty] | 98043.2618 | [10 empty] | Cuota | 1522000
| 0.474 | USD/W | Instalación solamente | [18 empty] | -17585452.0027
| 0.9 | USD/W | A todo costo | [18 empty] | -1465454.3336
| P | 15943.7965
| A todo costo | 14349.4169 |  | 57397667.5566
| Instalación, Diseño y Trámites | 7971.8983 |  | 31887593.087
| Instalación | 7557.3596 |  | 30229438.2465
| Diseño y Trámites | 414.5387 |  | 1658154.8405
| Amortización | [5 empty] | Empresa |  | Cliente
| Tasa | 20% | [7 empty] | 20%
| N | 4 | años | [6 empty] | 4 |  |  |  | años
| Anualidad | [5 empty] | 6991.8331 |  | 10593.6865
| Mesualidad | [5 empty] | 582.6528 |  | 882.8072
| Capital | [5 empty] | 4525 |  | 6856.0606
| Mensualidad Capital | [5 empty] | 377.0833 |  | 571.3384
| Intereses | [5 empty] | 205.5694 |  | 311.4688
| Mantenimiento | 200000
| Operación | 25000
Note on D56: [Comentario encadenado] Su versión de Excel le permite leer este comentario encadenado; sin embargo, las ediciones que se apliquen se quitarán si el archivo se abre en una versión más reciente de Excel. Más información: https://go.microsoft.com/fwlink/?linkid=870924 Comentario: Se considera que el edificio tiene 15 pisos de 3.5 metros cada uno
Note on E56: [Comentario encadenado] Su versión de Excel le permite leer este comentario encadenado; sin embargo, las ediciones que se apliquen se quitarán si el archivo se abre en una versión más reciente de Excel. Más información: https://go.microsoft.com/fwlink/?linkid=870924 Comentario: Se considera que el edificio tiene 15 pisos de 3.5 metros cada uno

## Ejecución
| Sem 1 | Sem 2 | Sem 3 | Sem 4 | Sem 5 | Sem 6 | Sem 7 | Sem 8 | Sem 9 | Sem 10 | Sem 11 | Sem 12 | Sem 13
Orden de compra | bar: Sem 1
Diseño | bar: Sem 2
Compra de estructuras y materiales | bar: Sem 2
Instalación de estructura y materiales | bar: Sem 3
Compra de paneles e inversores | bar: Sem 3
Instalación de paneles e inversores | bar: Sem 4
Compra e instalación de bateria 1 | bar: Sem 4
Compra e instalación de bateria 2 | bar: Sem 8
Compra e instalación de bateria 3 | bar: Sem 12

## Cronograma
Descripción | Sem 1 | Sem 2 | Sem 3 | Sem 4 | Sem 5 | Sem 6
Diseño | bar: Sem 1
Adquisición estructura | bar: Sem 2
Adquisición materiales | bar: Sem 2
Adquisición paneles | bar: Sem 2 to Sem 3
Adquisición inversores | bar: Sem 3 to Sem 4
Adquisición baterías | bar: Sem 3 to Sem 5
Instalación estructura | bar: Sem 3
Instalación materiales | bar: Sem 3
Instalación de paneles | bar: Sem 4
Instalación de inversores | bar: Sem 5
Puesta en servicio sistema sin baterias | bar: Sem 5
Instalación de baterías | bar: Sem 6
Puesta en servicio sistema con baterías | bar: Sem 6

## Instalación
Rendimiento
No Paneles CCPP | #REF! | Horas Requeridas | No Personas | Horas Disponibles diarias | No Días
Horas por panel incluye cableado | 3.5 | #REF! | 2 | 16 | #REF! |  | No horas semanales | 189.2
Sistema Eléctrico | #REF! | Horas Requeridas | No Personas | Horas Disponibles diarias | No Días
Sistema AC CCPP |  | 32 | 2 |  | 2
Puesta en servicio CCPP |  | 16 | 2 |  | 1
Total Horas |  | #REF! | 3 | 8 | #REF!
| Sueldo | k | Salario | Salario horario/Diario | No horas/No Días | Total
Técnicos fijos | 2750000 | 1.5 | 4125000 | 21802.3256 | #REF! | #REF! |  | 150000
Técnicos por obra labor | 0 | 1.47 | 0 | 0 | 0 | 0 |  | 342
Ayudante | 0 | 1.47 | 0 | 0 | 1.5 | 0 |  | 438.5965
Supervisor | 3300000 | 1.5 | 4950000 | 26162.7907 | #REF! | #REF! |  | 121491.2281
Alimentacion | 25000 | 3 | 75000 | 75000 | #REF! | #REF!
Herramientas | 333333.3333 | 1 | 333333.3333 | 1761.8041 | #REF! | #REF!
Peajes | 180000 | 0 | 0 | 0 | 1 | 0
Apartamento | 200000 | 0 | 0 | 0 | 5 | 0
Transporte | 60000 | 1 | 60000 | 60000 | #REF! | #REF!
Hidratación | 10000 | 3 | 30000 | 30000 | #REF! | #REF!
Dotación | 355000 | 1 | 355000 | 328.7037 | #REF! | #REF!
Andamios | 350000 | 1 | 350000 |  |  | 350000
Moto | [5 empty] | 0
Elementos para trabajo en altura | 1642850 | 18 | 91269.4444 | 482.3966 | #REF! | #REF!
#REF!
#REF!
#REF!

## Prestamo 5 años
Calculadora de préstamos simple
[9 empty] | 1 | 2 | 3 | 4 | 5 | 6 | 7 | 8 | 9 | 10 | 11 | 12 | 13 | 14 | 15 | 16 | 17 | 18 | 19 | 20 | 21 | 22 | 23 | 24 | 25 | 26 | 27 | 28 | 29 | 30 | 31 | 32 | 33 | 34 | 35 | 36 | 37 | 38 | 39 | 40 | 41 | 42 | 43 | 44 | 45 | 46 | 47 | 48 | 49 | 50 | 51 | 52 | 53 | 54 | 55 | 56 | 57 | 58 | 59 | 60
Valores del préstamo |  |  |  | Resumen del préstamo |  |  |  | Capital | 420908.5472 | 429677.4753 | 438629.0894 | 447767.1954 | 457095.6786 | 466618.5053 | 476339.7241 | 486263.4684 | 496393.9573 | 506735.4981 | 517292.4876 | 528069.4145 | 539070.8606 | 550301.5035 | 561766.1182 | 573469.579 | 585416.8619 | 597613.0465 | 610063.3183 | 622772.9708 | 635747.4077 | 648992.1453 | 662512.815 | 676315.1653 | 690405.0646 | 704788.5035 | 719471.5973 | 734460.5889 | 749761.8512 | 765381.8897 | 781327.3458 | 797604.9988 | 814221.7696 | 831184.7231 | 848501.0715 | 866178.1772 | 884223.5559 | 902644.88 | 921449.9816 | 940646.8563 | 960243.6658 | 980248.7421 | 1000670.5909 | 1021517.8949 | 1042799.5177 | 1064524.5077 | 1086702.1016 | 1109341.7287 | 1132453.0147 | 1156045.7858 | 1180130.073 | 1204716.1162 | 1229814.3687 | 1255435.5013 | 1281590.4076 | 1308290.2078 | 1335546.2538 | 1363370.1341 | 1391773.6785 | 1420768.9635
Importe del préstamo |  | 49414068.9428 |  | Pago mensual |  | 1450368.3169 |  | Intereses | 1029459.7696 | 1020690.8416 | 1011739.2275 | 1002601.1215 | 993272.6382 | 983749.8116 | 974028.5927 | 964104.8485 | 953974.3596 | 943632.8188 | 933075.8292 | 922298.9024 | 911297.4563 | 900066.8133 | 888602.1987 | 876898.7379 | 864951.455 | 852755.2704 | 840304.9986 | 827595.3461 | 814620.9092 | 801376.1716 | 787855.5019 | 774053.1516 | 759963.2523 | 745579.8134 | 730896.7196 | 715907.728 | 700606.4657 | 684986.4272 | 669040.9711 | 652763.3181 | 636146.5473 | 619183.5937 | 601867.2454 | 584190.1397 | 566144.761 | 547723.4369 | 528918.3353 | 509721.4606 | 490124.6511 | 470119.5748 | 449697.726 | 428850.422 | 407568.7992 | 385843.8092 | 363666.2153 | 341026.5882 | 317915.3022 | 294322.531 | 270238.2438 | 245652.2007 | 220553.9482 | 194932.8156 | 168777.9093 | 142078.1091 | 114822.0631 | 86998.1828 | 58594.6384 | 29599.3534
Tasa de interés anual |  | 25% |  | Número de pagos |  | 60 |  | Saldo Capital | 48993160.3955 | 48563482.9202 | 48124853.8308 | 47677086.6354 | 47219990.9568 | 46753372.4515 | 46277032.7273 | 45790769.2589 | 45294375.3016 | 44787639.8035 | 44270347.3159 | 43742277.9014 | 43203207.0408 | 42652905.5372 | 42091139.4191 | 41517669.8401 | 40932252.9782 | 40334639.9317 | 39724576.6134 | 39101803.6426 | 38466056.2349 | 37817064.0896 | 37154551.2746 | 36478236.1092 | 35787831.0446 | 35083042.5412 | 34363570.9439 | 33629110.355 | 32879348.5038 | 32113966.6141 | 31332639.2683 | 30535034.2695 | 29720812.4999 | 28889627.7768 | 28041126.7053 | 27174948.5281 | 26290724.9722 | 25388080.0922 | 24466630.1106 | 23525983.2543 | 22565739.5886 | 21585490.8464 | 20584820.2555 | 19563302.3606 | 18520502.8429 | 17455978.3353 | 16369276.2337 | 15259934.505 | 14127481.4903 | 12971435.7045 | 11791305.6314 | 10586589.5152 | 9356775.1465 | 8101339.6452 | 6819749.2376 | 5511459.0298 | 4175912.776 | 2812542.642 | 1420768.9635 | 4.7684e-07
Periodo del préstamo en años |  | 5 |  | Importe total de los intereses |  | 37608030.0705 | 1159 | Seguros | 56783.0729 | 56285.0767 | 55776.7056 | 55257.7434 | 54727.9695 | 54187.1587 | 53635.0809 | 53071.5016 | 52496.181 | 51908.8745 | 51309.3325 | 50697.3001 | 50072.517 | 49434.7175 | 48783.6306 | 48118.9793 | 47440.4812 | 46747.8477 | 46040.7843 | 45318.9904 | 44582.1592 | 43829.9773 | 43062.1249 | 42278.2757 | 41478.0962 | 40661.2463 | 39827.3787 | 38976.1389 | 38107.1649 | 37220.0873 | 36314.5289 | 35390.1047 | 34446.4217 | 33483.0786 | 32499.6659 | 31495.7653 | 30470.9502 | 29424.7848 | 28356.8243 | 27266.6146 | 26153.6922 | 25017.5839 | 23857.8067 | 22673.8674 | 21465.2628 | 20231.4789 | 18971.9912 | 17686.2641 | 16373.751 | 15033.894 | 13666.1232 | 12269.8572 | 10844.5024 | 9389.4526 | 7904.0894 | 6387.781 | 4839.8829 | 3259.7369 | 1646.6712 | 5.5265e-10
Fecha de inicio del préstamo |  | 2026-10-06 |  | Coste total del préstamo |  | 87022099.0133 |  | Total | 1507151.3898 | 1506653.3936 | 1506145.0225 | 1505626.0603 | 1505096.2864 | 1504555.4756 | 1504003.3978 | 1503439.8185 | 1502864.4979 | 1502277.1914 | 1501677.6494 | 1501065.617 | 1500440.8338 | 1499803.0344 | 1499151.9475 | 1498487.2962 | 1497808.7981 | 1497116.1646 | 1496409.1012 | 1495687.3073 | 1494950.4761 | 1494198.2942 | 1493430.4418 | 1492646.5925 | 1491846.4131 | 1491029.5632 | 1490195.6956 | 1489344.4558 | 1488475.4818 | 1487588.4042 | 1486682.8458 | 1485758.4216 | 1484814.7386 | 1483851.3955 | 1482867.9827 | 1481864.0822 | 1480839.2671 | 1479793.1017 | 1478725.1412 | 1477634.9315 | 1476522.0091 | 1475385.9008 | 1474226.1236 | 1473042.1843 | 1471833.5797 | 1470599.7958 | 1469340.308 | 1468054.581 | 1466742.0679 | 1465402.2109 | 1464034.4401 | 1462638.1741 | 1461212.8193 | 1459757.7695 | 1458272.4063 | 1456756.0979 | 1455208.1998 | 1453628.0538 | 1452014.9881 | 1450368.3169
N.° de pago | Fecha de pago | Saldo inicial | Pago | Capital | Intereses | Saldo final
1 | 46332 | 49414068.9428 | 1450368.3169 | 420908.5472 | 1029459.7696 | 48993160.3955
2 | 46362 | 48993160.3955 | 1450368.3169 | 429677.4753 | 1020690.8416 | 48563482.9202
3 | 46393 | 48563482.9202 | 1450368.3169 | 438629.0894 | 1011739.2275 | 48124853.8308
4 | 46424 | 48124853.8308 | 1450368.3169 | 447767.1954 | 1002601.1215 | 47677086.6354
5 | 46452 | 47677086.6354 | 1450368.3169 | 457095.6786 | 993272.6382 | 47219990.9568
6 | 46483 | 47219990.9568 | 1450368.3169 | 466618.5053 | 983749.8116 | 46753372.4515
7 | 46513 | 46753372.4515 | 1450368.3169 | 476339.7241 | 974028.5927 | 46277032.7273
8 | 46544 | 46277032.7273 | 1450368.3169 | 486263.4684 | 964104.8485 | 45790769.2589
9 | 46574 | 45790769.2589 | 1450368.3169 | 496393.9573 | 953974.3596 | 45294375.3016
10 | 46605 | 45294375.3016 | 1450368.3169 | 506735.4981 | 943632.8188 | 44787639.8035
11 | 46636 | 44787639.8035 | 1450368.3169 | 517292.4876 | 933075.8292 | 44270347.3159
12 | 46666 | 44270347.3159 | 1450368.3169 | 528069.4145 | 922298.9024 | 43742277.9014
13 | 46697 | 43742277.9014 | 1450368.3169 | 539070.8606 | 911297.4563 | 43203207.0408
14 | 46727 | 43203207.0408 | 1450368.3169 | 550301.5035 | 900066.8133 | 42652905.5372
15 | 46758 | 42652905.5372 | 1450368.3169 | 561766.1182 | 888602.1987 | 42091139.4191
16 | 46789 | 42091139.4191 | 1450368.3169 | 573469.579 | 876898.7379 | 41517669.8401
17 | 46818 | 41517669.8401 | 1450368.3169 | 585416.8619 | 864951.455 | 40932252.9782
18 | 46849 | 40932252.9782 | 1450368.3169 | 597613.0465 | 852755.2704 | 40334639.9317
19 | 46879 | 40334639.9317 | 1450368.3169 | 610063.3183 | 840304.9986 | 39724576.6134
20 | 46910 | 39724576.6134 | 1450368.3169 | 622772.9708 | 827595.3461 | 39101803.6426
21 | 46940 | 39101803.6426 | 1450368.3169 | 635747.4077 | 814620.9092 | 38466056.2349
22 | 46971 | 38466056.2349 | 1450368.3169 | 648992.1453 | 801376.1716 | 37817064.0896
23 | 47002 | 37817064.0896 | 1450368.3169 | 662512.815 | 787855.5019 | 37154551.2746
24 | 47032 | 37154551.2746 | 1450368.3169 | 676315.1653 | 774053.1516 | 36478236.1092
25 | 47063 | 36478236.1092 | 1450368.3169 | 690405.0646 | 759963.2523 | 35787831.0446
26 | 47093 | 35787831.0446 | 1450368.3169 | 704788.5035 | 745579.8134 | 35083042.5412
27 | 47124 | 35083042.5412 | 1450368.3169 | 719471.5973 | 730896.7196 | 34363570.9439
28 | 47155 | 34363570.9439 | 1450368.3169 | 734460.5889 | 715907.728 | 33629110.355
29 | 47183 | 33629110.355 | 1450368.3169 | 749761.8512 | 700606.4657 | 32879348.5038
30 | 47214 | 32879348.5038 | 1450368.3169 | 765381.8897 | 684986.4272 | 32113966.6141
31 | 47244 | 32113966.6141 | 1450368.3169 | 781327.3458 | 669040.9711 | 31332639.2683
32 | 47275 | 31332639.2683 | 1450368.3169 | 797604.9988 | 652763.3181 | 30535034.2695
33 | 47305 | 30535034.2695 | 1450368.3169 | 814221.7696 | 636146.5473 | 29720812.4999
34 | 47336 | 29720812.4999 | 1450368.3169 | 831184.7231 | 619183.5937 | 28889627.7768
35 | 47367 | 28889627.7768 | 1450368.3169 | 848501.0715 | 601867.2454 | 28041126.7053
36 | 47397 | 28041126.7053 | 1450368.3169 | 866178.1772 | 584190.1397 | 27174948.5281
37 | 47428 | 27174948.5281 | 1450368.3169 | 884223.5559 | 566144.761 | 26290724.9722
38 | 47458 | 26290724.9722 | 1450368.3169 | 902644.88 | 547723.4369 | 25388080.0922
39 | 47489 | 25388080.0922 | 1450368.3169 | 921449.9816 | 528918.3353 | 24466630.1106
40 | 47520 | 24466630.1106 | 1450368.3169 | 940646.8563 | 509721.4606 | 23525983.2543
41 | 47548 | 23525983.2543 | 1450368.3169 | 960243.6658 | 490124.6511 | 22565739.5886
42 | 47579 | 22565739.5886 | 1450368.3169 | 980248.7421 | 470119.5748 | 21585490.8464
43 | 47609 | 21585490.8464 | 1450368.3169 | 1000670.5909 | 449697.726 | 20584820.2555
44 | 47640 | 20584820.2555 | 1450368.3169 | 1021517.8949 | 428850.422 | 19563302.3606
45 | 47670 | 19563302.3606 | 1450368.3169 | 1042799.5177 | 407568.7992 | 18520502.8429
46 | 47701 | 18520502.8429 | 1450368.3169 | 1064524.5077 | 385843.8092 | 17455978.3353
47 | 47732 | 17455978.3353 | 1450368.3169 | 1086702.1016 | 363666.2153 | 16369276.2337
48 | 47762 | 16369276.2337 | 1450368.3169 | 1109341.7287 | 341026.5882 | 15259934.505
49 | 47793 | 15259934.505 | 1450368.3169 | 1132453.0147 | 317915.3022 | 14127481.4903
50 | 47823 | 14127481.4903 | 1450368.3169 | 1156045.7858 | 294322.531 | 12971435.7045
51 | 47854 | 12971435.7045 | 1450368.3169 | 1180130.073 | 270238.2438 | 11791305.6314
52 | 47885 | 11791305.6314 | 1450368.3169 | 1204716.1162 | 245652.2007 | 10586589.5152
53 | 47913 | 10586589.5152 | 1450368.3169 | 1229814.3687 | 220553.9482 | 9356775.1465
54 | 47944 | 9356775.1465 | 1450368.3169 | 1255435.5013 | 194932.8156 | 8101339.6452
55 | 47974 | 8101339.6452 | 1450368.3169 | 1281590.4076 | 168777.9093 | 6819749.2376
56 | 48005 | 6819749.2376 | 1450368.3169 | 1308290.2078 | 142078.1091 | 5511459.0298
57 | 48035 | 5511459.0298 | 1450368.3169 | 1335546.2538 | 114822.0631 | 4175912.776
58 | 48066 | 4175912.776 | 1450368.3169 | 1363370.1341 | 86998.1828 | 2812542.642
59 | 48097 | 2812542.642 | 1450368.3169 | 1391773.6785 | 58594.6384 | 1420768.9635
60 | 48127 | 1420768.9635 | 1450368.3169 | 1420768.9635 | 29599.3534 | 4.7684e-07

## Prestamo 10 años
Calculadora de préstamos simple
Valores del préstamo |  |  |  | Resumen del préstamo |  |  |  | Capital
Importe del préstamo |  | #REF! |  | Pago mensual |  |  |  | Intereses
Tasa de interés anual |  | 13% |  | Número de pagos |  |  |  | Saldo Capital
Periodo del préstamo en años |  | 10 |  | Importe total de los intereses |  |  | 1159 | Seguros | #VALUE! | #VALUE! | #VALUE! | #VALUE! | #VALUE! | #VALUE! | #VALUE! | #VALUE! | #VALUE! | #VALUE! | #VALUE! | #VALUE! | #VALUE! | #VALUE! | #VALUE! | #VALUE! | #VALUE! | #VALUE! | #VALUE! | #VALUE! | #VALUE! | #VALUE! | #VALUE! | #VALUE! | #VALUE! | #VALUE! | #VALUE! | #VALUE! | #VALUE! | #VALUE! | #VALUE! | #VALUE! | #VALUE! | #VALUE! | #VALUE! | #VALUE! | #VALUE! | #VALUE! | #VALUE! | #VALUE! | #VALUE! | #VALUE! | #VALUE! | #VALUE! | #VALUE! | #VALUE! | #VALUE! | #VALUE! | #VALUE! | #VALUE! | #VALUE! | #VALUE! | #VALUE! | #VALUE! | #VALUE! | #VALUE! | #VALUE! | #VALUE! | #VALUE! | #VALUE! | #VALUE! | #VALUE! | #VALUE! | #VALUE! | #VALUE! | #VALUE! | #VALUE! | #VALUE! | #VALUE! | #VALUE! | #VALUE! | #VALUE! | #VALUE! | #VALUE! | #VALUE! | #VALUE! | #VALUE! | #VALUE! | #VALUE! | #VALUE! | #VALUE! | #VALUE! | #VALUE! | #VALUE! | #VALUE! | #VALUE! | #VALUE! | #VALUE! | #VALUE! | #VALUE! | #VALUE! | #VALUE! | #VALUE! | #VALUE! | #VALUE! | #VALUE! | #VALUE! | #VALUE! | #VALUE! | #VALUE! | #VALUE! | #VALUE! | #VALUE! | #VALUE! | #VALUE! | #VALUE! | #VALUE! | #VALUE! | #VALUE! | #VALUE! | #VALUE! | #VALUE! | #VALUE! | #VALUE! | #VALUE! | #VALUE! | #VALUE! | #VALUE! | #VALUE! | #VALUE!
Fecha de inicio del préstamo |  | 2026-10-06 |  | Coste total del préstamo |  |  |  | Total | #VALUE! | #VALUE! | #VALUE! | #VALUE! | #VALUE! | #VALUE! | #VALUE! | #VALUE! | #VALUE! | #VALUE! | #VALUE! | #VALUE! | #VALUE! | #VALUE! | #VALUE! | #VALUE! | #VALUE! | #VALUE! | #VALUE! | #VALUE! | #VALUE! | #VALUE! | #VALUE! | #VALUE! | #VALUE! | #VALUE! | #VALUE! | #VALUE! | #VALUE! | #VALUE! | #VALUE! | #VALUE! | #VALUE! | #VALUE! | #VALUE! | #VALUE! | #VALUE! | #VALUE! | #VALUE! | #VALUE! | #VALUE! | #VALUE! | #VALUE! | #VALUE! | #VALUE! | #VALUE! | #VALUE! | #VALUE! | #VALUE! | #VALUE! | #VALUE! | #VALUE! | #VALUE! | #VALUE! | #VALUE! | #VALUE! | #VALUE! | #VALUE! | #VALUE! | #VALUE! | #VALUE! | #VALUE! | #VALUE! | #VALUE! | #VALUE! | #VALUE! | #VALUE! | #VALUE! | #VALUE! | #VALUE! | #VALUE! | #VALUE! | #VALUE! | #VALUE! | #VALUE! | #VALUE! | #VALUE! | #VALUE! | #VALUE! | #VALUE! | #VALUE! | #VALUE! | #VALUE! | #VALUE! | #VALUE! | #VALUE! | #VALUE! | #VALUE! | #VALUE! | #VALUE! | #VALUE! | #VALUE! | #VALUE! | #VALUE! | #VALUE! | #VALUE! | #VALUE! | #VALUE! | #VALUE! | #VALUE! | #VALUE! | #VALUE! | #VALUE! | #VALUE! | #VALUE! | #VALUE! | #VALUE! | #VALUE! | #VALUE! | #VALUE! | #VALUE! | #VALUE! | #VALUE! | #VALUE! | #VALUE! | #VALUE! | #VALUE! | #VALUE! | #VALUE! | #VALUE!
N.° de pago | Fecha de pago | Saldo inicial | Pago | Capital | Intereses | Saldo final

## Simulacion prestamo (hidden)
Corto Plazo | Con Seguro | Sin Seguro
Capital | #REF! |  | Cuota | #REF!
Tasa EA | 20.65% | 18.99%
Tasa MV | 1.64% | 1.46%
Plazo años | 4
Plazo meses | 48
Seguro por millon | 1159
Mes | 0 | 1 | 2 | 3 | 4 | 5 | 6 | 7 | 8 | 9 | 10 | 11 | 12 | 13 | 14 | 15 | 16 | 17 | 18 | 19 | 20 | 21 | 22 | 23 | 24 | 25 | 26 | 27 | 28 | 29 | 30 | 31 | 32 | 33 | 34 | 35 | 36 | 37 | 38 | 39 | 40 | 41 | 42 | 43 | 44 | 45 | 46 | 47 | 48 | 49 | 50 | 51 | 52 | 53 | 54 | 55 | 56 | 57 | 58 | 59 | 60
Saldo Capital | #REF! | #REF! | #REF! | #REF! | #REF! | #REF! | #REF! | #REF! | #REF! | #REF! | #REF! | #REF! | #REF! | #REF! | #REF! | #REF! | #REF! | #REF! | #REF! | #REF! | #REF! | #REF! | #REF! | #REF! | #REF! | #REF! | #REF! | #REF! | #REF! | #REF! | #REF! | #REF! | #REF! | #REF! | #REF! | #REF! | #REF! | #REF! | #REF! | #REF! | #REF! | #REF! | #REF! | #REF! | #REF! | #REF! | #REF! | #REF! | #REF!
Pago a intereses | 0 | #REF! | #REF! | #REF! | #REF! | #REF! | #REF! | #REF! | #REF! | #REF! | #REF! | #REF! | #REF! | #REF! | #REF! | #REF! | #REF! | #REF! | #REF! | #REF! | #REF! | #REF! | #REF! | #REF! | #REF! | #REF! | #REF! | #REF! | #REF! | #REF! | #REF! | #REF! | #REF! | #REF! | #REF! | #REF! | #REF! | #REF! | #REF! | #REF! | #REF! | #REF! | #REF! | #REF! | #REF! | #REF! | #REF! | #REF! | #REF!
Pago a capital | 0 | #REF! | #REF! | #REF! | #REF! | #REF! | #REF! | #REF! | #REF! | #REF! | #REF! | #REF! | #REF! | #REF! | #REF! | #REF! | #REF! | #REF! | #REF! | #REF! | #REF! | #REF! | #REF! | #REF! | #REF! | #REF! | #REF! | #REF! | #REF! | #REF! | #REF! | #REF! | #REF! | #REF! | #REF! | #REF! | #REF! | #REF! | #REF! | #REF! | #REF! | #REF! | #REF! | #REF! | #REF! | #REF! | #REF! | #REF! | #REF!
Cuota Total sin seguros | 0 | #REF! | #REF! | #REF! | #REF! | #REF! | #REF! | #REF! | #REF! | #REF! | #REF! | #REF! | #REF! | #REF! | #REF! | #REF! | #REF! | #REF! | #REF! | #REF! | #REF! | #REF! | #REF! | #REF! | #REF! | #REF! | #REF! | #REF! | #REF! | #REF! | #REF! | #REF! | #REF! | #REF! | #REF! | #REF! | #REF! | #REF! | #REF! | #REF! | #REF! | #REF! | #REF! | #REF! | #REF! | #REF! | #REF! | #REF! | #REF!
Seguros | 0 | #REF! | #REF! | #REF! | #REF! | #REF! | #REF! | #REF! | #REF! | #REF! | #REF! | #REF! | #REF! | #REF! | #REF! | #REF! | #REF! | #REF! | #REF! | #REF! | #REF! | #REF! | #REF! | #REF! | #REF! | #REF! | #REF! | #REF! | #REF! | #REF! | #REF! | #REF! | #REF! | #REF! | #REF! | #REF! | #REF! | #REF! | #REF! | #REF! | #REF! | #REF! | #REF! | #REF! | #REF! | #REF! | #REF! | #REF! | #REF!
Cuota total con seguros | 0 | #REF! | #REF! | #REF! | #REF! | #REF! | #REF! | #REF! | #REF! | #REF! | #REF! | #REF! | #REF! | #REF! | #REF! | #REF! | #REF! | #REF! | #REF! | #REF! | #REF! | #REF! | #REF! | #REF! | #REF! | #REF! | #REF! | #REF! | #REF! | #REF! | #REF! | #REF! | #REF! | #REF! | #REF! | #REF! | #REF! | #REF! | #REF! | #REF! | #REF! | #REF! | #REF! | #REF! | #REF! | #REF! | #REF! | #REF! | #REF!
Capital | #REF!
Intereses | #REF!
Seguros | #REF!
Corto Plazo Cliente | Con Seguro | Sin Seguro
Capital | #REF! |  | Cuota | #REF!
Tasa EA | 20.65% | 18.99%
Tasa MV | 1.64% | 1.46%
Plazo años | 5
Plazo meses | 60
Seguro por millon | 1159
Mes | 0 | 1 | 2 | 3 | 4 | 5 | 6 | 7 | 8 | 9 | 10 | 11 | 12 | 13 | 14 | 15 | 16 | 17 | 18 | 19 | 20 | 21 | 22 | 23 | 24 | 25 | 26 | 27 | 28 | 29 | 30 | 31 | 32 | 33 | 34 | 35 | 36 | 37 | 38 | 39 | 40 | 41 | 42 | 43 | 44 | 45 | 46 | 47 | 48 | 49 | 50 | 51 | 52 | 53 | 54 | 55 | 56 | 57 | 58 | 59 | 60
Saldo Capital | #REF! | 48993160.3955 | 48563482.9202 | 48124853.8308 | 47677086.6354 | 47219990.9568 | 46753372.4515 | 46277032.7273 | 45790769.2589 | 45294375.3016 | 44787639.8035 | 44270347.3159 | 43742277.9014 | 43203207.0408 | 42652905.5372 | 42091139.4191 | 41517669.8401 | 40932252.9782 | 40334639.9317 | 39724576.6134 | 39101803.6426 | 38466056.2349 | 37817064.0896 | 37154551.2746 | 36478236.1092 | 35787831.0446 | 35083042.5412 | 34363570.9439 | 33629110.355 | 32879348.5038 | 32113966.6141 | 31332639.2683 | 30535034.2695 | 29720812.4999 | 28889627.7768 | 28041126.7053 | 27174948.5281 | 26290724.9722 | 25388080.0922 | 24466630.1106 | 23525983.2543 | 22565739.5886 | 21585490.8464 | 20584820.2555 | 19563302.3606 | 18520502.8429 | 17455978.3353 | 16369276.2337 | 15259934.505 | 14127481.4903 | 12971435.7045 | 11791305.6314 | 10586589.5152 | 9356775.1465 | 8101339.6452 | 6819749.2376 | 5511459.0298 | 4175912.776 | 2812542.642 | 1420768.9635 | 4.7684e-07
Pago a intereses | 0 | 1029459.7696 | 1020690.8416 | 1011739.2275 | 1002601.1215 | 993272.6382 | 983749.8116 | 974028.5927 | 964104.8485 | 953974.3596 | 943632.8188 | 933075.8292 | 922298.9024 | 911297.4563 | 900066.8133 | 888602.1987 | 876898.7379 | 864951.455 | 852755.2704 | 840304.9986 | 827595.3461 | 814620.9092 | 801376.1716 | 787855.5019 | 774053.1516 | 759963.2523 | 745579.8134 | 730896.7196 | 715907.728 | 700606.4657 | 684986.4272 | 669040.9711 | 652763.3181 | 636146.5473 | 619183.5937 | 601867.2454 | 584190.1397 | 566144.761 | 547723.4369 | 528918.3353 | 509721.4606 | 490124.6511 | 470119.5748 | 449697.726 | 428850.422 | 407568.7992 | 385843.8092 | 363666.2153 | 341026.5882 | 317915.3022 | 294322.531 | 270238.2438 | 245652.2007 | 220553.9482 | 194932.8156 | 168777.9093 | 142078.1091 | 114822.0631 | 86998.1828 | 58594.6384 | 29599.3534
Pago a capital | 0 | 420908.5472 | 429677.4753 | 438629.0894 | 447767.1954 | 457095.6786 | 466618.5053 | 476339.7241 | 486263.4684 | 496393.9573 | 506735.4981 | 517292.4876 | 528069.4145 | 539070.8606 | 550301.5035 | 561766.1182 | 573469.579 | 585416.8619 | 597613.0465 | 610063.3183 | 622772.9708 | 635747.4077 | 648992.1453 | 662512.815 | 676315.1653 | 690405.0646 | 704788.5035 | 719471.5973 | 734460.5889 | 749761.8512 | 765381.8897 | 781327.3458 | 797604.9988 | 814221.7696 | 831184.7231 | 848501.0715 | 866178.1772 | 884223.5559 | 902644.88 | 921449.9816 | 940646.8563 | 960243.6658 | 980248.7421 | 1000670.5909 | 1021517.8949 | 1042799.5177 | 1064524.5077 | 1086702.1016 | 1109341.7287 | 1132453.0147 | 1156045.7858 | 1180130.073 | 1204716.1162 | 1229814.3687 | 1255435.5013 | 1281590.4076 | 1308290.2078 | 1335546.2538 | 1363370.1341 | 1391773.6785 | 1420768.9635
Cuota Total sin seguros | 0 | 1450368.3169 | 1450368.3169 | 1450368.3169 | 1450368.3169 | 1450368.3169 | 1450368.3169 | 1450368.3169 | 1450368.3169 | 1450368.3169 | 1450368.3169 | 1450368.3169 | 1450368.3169 | 1450368.3169 | 1450368.3169 | 1450368.3169 | 1450368.3169 | 1450368.3169 | 1450368.3169 | 1450368.3169 | 1450368.3169 | 1450368.3169 | 1450368.3169 | 1450368.3169 | 1450368.3169 | 1450368.3169 | 1450368.3169 | 1450368.3169 | 1450368.3169 | 1450368.3169 | 1450368.3169 | 1450368.3169 | 1450368.3169 | 1450368.3169 | 1450368.3169 | 1450368.3169 | 1450368.3169 | 1450368.3169 | 1450368.3169 | 1450368.3169 | 1450368.3169 | 1450368.3169 | 1450368.3169 | 1450368.3169 | 1450368.3169 | 1450368.3169 | 1450368.3169 | 1450368.3169 | 1450368.3169 | 1450368.3169 | 1450368.3169 | 1450368.3169 | 1450368.3169 | 1450368.3169 | 1450368.3169 | 1450368.3169 | 1450368.3169 | 1450368.3169 | 1450368.3169 | 1450368.3169 | 1450368.3169
Seguros | 0 | 56783.0729 | 56285.0767 | 55776.7056 | 55257.7434 | 54727.9695 | 54187.1587 | 53635.0809 | 53071.5016 | 52496.181 | 51908.8745 | 51309.3325 | 50697.3001 | 50072.517 | 49434.7175 | 48783.6306 | 48118.9793 | 47440.4812 | 46747.8477 | 46040.7843 | 45318.9904 | 44582.1592 | 43829.9773 | 43062.1249 | 42278.2757 | 41478.0962 | 40661.2463 | 39827.3787 | 38976.1389 | 38107.1649 | 37220.0873 | 36314.5289 | 35390.1047 | 34446.4217 | 33483.0786 | 32499.6659 | 31495.7653 | 30470.9502 | 29424.7848 | 28356.8243 | 27266.6146 | 26153.6922 | 25017.5839 | 23857.8067 | 22673.8674 | 21465.2628 | 20231.4789 | 18971.9912 | 17686.2641 | 16373.751 | 15033.894 | 13666.1232 | 12269.8572 | 10844.5024 | 9389.4526 | 7904.0894 | 6387.781 | 4839.8829 | 3259.7369 | 1646.6712 | 5.5265e-10
Cuota total con seguros | 0 | 1507151.3898 | 1506653.3936 | 1506145.0225 | 1505626.0603 | 1505096.2864 | 1504555.4756 | 1504003.3978 | 1503439.8185 | 1502864.4979 | 1502277.1914 | 1501677.6494 | 1501065.617 | 1500440.8338 | 1499803.0344 | 1499151.9475 | 1498487.2962 | 1497808.7981 | 1497116.1646 | 1496409.1012 | 1495687.3073 | 1494950.4761 | 1494198.2942 | 1493430.4418 | 1492646.5925 | 1491846.4131 | 1491029.5632 | 1490195.6956 | 1489344.4558 | 1488475.4818 | 1487588.4042 | 1486682.8458 | 1485758.4216 | 1484814.7386 | 1483851.3955 | 1482867.9827 | 1481864.0822 | 1480839.2671 | 1479793.1017 | 1478725.1412 | 1477634.9315 | 1476522.0091 | 1475385.9008 | 1474226.1236 | 1473042.1843 | 1471833.5797 | 1470599.7958 | 1469340.308 | 1468054.581 | 1466742.0679 | 1465402.2109 | 1464034.4401 | 1462638.1741 | 1461212.8193 | 1459757.7695 | 1458272.4063 | 1456756.0979 | 1455208.1998 | 1453628.0538 | 1452014.9881 | 1450368.3169
Capital | 49414068.9428
Intereses | 37608030.0705
Seguros | 2034939.023
Mediano Plazo | Con Seguro | Sin Seguro
Capital | #REF! |  | Cuota | #REF!
Tasa EA | 20.65% | 18.99%
Tasa MV | 1.64% | 1.46%
Plazo años | 6
Plazo meses | 72
Seguro por millon | 1159
Mes | 0 | 1 | 2 | 3 | 4 | 5 | 6 | 7 | 8 | 9 | 10 | 11 | 12 | 13 | 14 | 15 | 16 | 17 | 18 | 19 | 20 | 21 | 22 | 23 | 24 | 25 | 26 | 27 | 28 | 29 | 30 | 31 | 32 | 33 | 34 | 35 | 36 | 37 | 38 | 39 | 40 | 41 | 42 | 43 | 44 | 45 | 46 | 47 | 48 | 49 | 50 | 51 | 52 | 53 | 54 | 55 | 56 | 57 | 58 | 59 | 60 | 61 | 62 | 63 | 64 | 65 | 66 | 67 | 68 | 69 | 70 | 71 | 72
Saldo Capital | #REF! | #REF! | #REF! | #REF! | #REF! | #REF! | #REF! | #REF! | #REF! | #REF! | #REF! | #REF! | #REF! | #REF! | #REF! | #REF! | #REF! | #REF! | #REF! | #REF! | #REF! | #REF! | #REF! | #REF! | #REF! | #REF! | #REF! | #REF! | #REF! | #REF! | #REF! | #REF! | #REF! | #REF! | #REF! | #REF! | #REF! | #REF! | #REF! | #REF! | #REF! | #REF! | #REF! | #REF! | #REF! | #REF! | #REF! | #REF! | #REF! | #REF! | #REF! | #REF! | #REF! | #REF! | #REF! | #REF! | #REF! | #REF! | #REF! | #REF! | #REF! | #REF! | #REF! | #REF! | #REF! | #REF! | #REF! | #REF! | #REF! | #REF! | #REF! | #REF! | #REF!
Pago a intereses | 0 | #REF! | #REF! | #REF! | #REF! | #REF! | #REF! | #REF! | #REF! | #REF! | #REF! | #REF! | #REF! | #REF! | #REF! | #REF! | #REF! | #REF! | #REF! | #REF! | #REF! | #REF! | #REF! | #REF! | #REF! | #REF! | #REF! | #REF! | #REF! | #REF! | #REF! | #REF! | #REF! | #REF! | #REF! | #REF! | #REF! | #REF! | #REF! | #REF! | #REF! | #REF! | #REF! | #REF! | #REF! | #REF! | #REF! | #REF! | #REF! | #REF! | #REF! | #REF! | #REF! | #REF! | #REF! | #REF! | #REF! | #REF! | #REF! | #REF! | #REF! | #REF! | #REF! | #REF! | #REF! | #REF! | #REF! | #REF! | #REF! | #REF! | #REF! | #REF! | #REF!
Pago a capital | 0 | #REF! | #REF! | #REF! | #REF! | #REF! | #REF! | #REF! | #REF! | #REF! | #REF! | #REF! | #REF! | #REF! | #REF! | #REF! | #REF! | #REF! | #REF! | #REF! | #REF! | #REF! | #REF! | #REF! | #REF! | #REF! | #REF! | #REF! | #REF! | #REF! | #REF! | #REF! | #REF! | #REF! | #REF! | #REF! | #REF! | #REF! | #REF! | #REF! | #REF! | #REF! | #REF! | #REF! | #REF! | #REF! | #REF! | #REF! | #REF! | #REF! | #REF! | #REF! | #REF! | #REF! | #REF! | #REF! | #REF! | #REF! | #REF! | #REF! | #REF! | #REF! | #REF! | #REF! | #REF! | #REF! | #REF! | #REF! | #REF! | #REF! | #REF! | #REF! | #REF!
Cuota Total sin seguros | 0 | #REF! | #REF! | #REF! | #REF! | #REF! | #REF! | #REF! | #REF! | #REF! | #REF! | #REF! | #REF! | #REF! | #REF! | #REF! | #REF! | #REF! | #REF! | #REF! | #REF! | #REF! | #REF! | #REF! | #REF! | #REF! | #REF! | #REF! | #REF! | #REF! | #REF! | #REF! | #REF! | #REF! | #REF! | #REF! | #REF! | #REF! | #REF! | #REF! | #REF! | #REF! | #REF! | #REF! | #REF! | #REF! | #REF! | #REF! | #REF! | #REF! | #REF! | #REF! | #REF! | #REF! | #REF! | #REF! | #REF! | #REF! | #REF! | #REF! | #REF! | #REF! | #REF! | #REF! | #REF! | #REF! | #REF! | #REF! | #REF! | #REF! | #REF! | #REF! | #REF!
Seguros | 0 | #REF! | #REF! | #REF! | #REF! | #REF! | #REF! | #REF! | #REF! | #REF! | #REF! | #REF! | #REF! | #REF! | #REF! | #REF! | #REF! | #REF! | #REF! | #REF! | #REF! | #REF! | #REF! | #REF! | #REF! | #REF! | #REF! | #REF! | #REF! | #REF! | #REF! | #REF! | #REF! | #REF! | #REF! | #REF! | #REF! | #REF! | #REF! | #REF! | #REF! | #REF! | #REF! | #REF! | #REF! | #REF! | #REF! | #REF! | #REF! | #REF! | #REF! | #REF! | #REF! | #REF! | #REF! | #REF! | #REF! | #REF! | #REF! | #REF! | #REF! | #REF! | #REF! | #REF! | #REF! | #REF! | #REF! | #REF! | #REF! | #REF! | #REF! | #REF! | #REF!
Cuota total con seguros | 0 | #REF! | #REF! | #REF! | #REF! | #REF! | #REF! | #REF! | #REF! | #REF! | #REF! | #REF! | #REF! | #REF! | #REF! | #REF! | #REF! | #REF! | #REF! | #REF! | #REF! | #REF! | #REF! | #REF! | #REF! | #REF! | #REF! | #REF! | #REF! | #REF! | #REF! | #REF! | #REF! | #REF! | #REF! | #REF! | #REF! | #REF! | #REF! | #REF! | #REF! | #REF! | #REF! | #REF! | #REF! | #REF! | #REF! | #REF! | #REF! | #REF! | #REF! | #REF! | #REF! | #REF! | #REF! | #REF! | #REF! | #REF! | #REF! | #REF! | #REF! | #REF! | #REF! | #REF! | #REF! | #REF! | #REF! | #REF! | #REF! | #REF! | #REF! | #REF! | #REF!
Capital | #REF!
Intereses | #REF!
Seguros | #REF!
Mediano Plazo Cliente | Con Seguro | Sin Seguro
Capital | #REF! |  | Cuota | #REF!
Tasa EA | 20.65% | 18.99%
Tasa MV | 1.64% | 1.46%
Plazo años | 7
Plazo meses | 84
Seguro por millon | 1159
Mes | 0 | 1 | 2 | 3 | 4 | 5 | 6 | 7 | 8 | 9 | 10 | 11 | 12 | 13 | 14 | 15 | 16 | 17 | 18 | 19 | 20 | 21 | 22 | 23 | 24 | 25 | 26 | 27 | 28 | 29 | 30 | 31 | 32 | 33 | 34 | 35 | 36 | 37 | 38 | 39 | 40 | 41 | 42 | 43 | 44 | 45 | 46 | 47 | 48 | 49 | 50 | 51 | 52 | 53 | 54 | 55 | 56 | 57 | 58 | 59 | 60 | 61 | 62 | 63 | 64 | 65 | 66 | 67 | 68 | 69 | 70 | 71 | 72 | 73 | 74 | 75 | 76 | 77 | 78 | 79 | 80 | 81 | 82 | 83 | 84
Saldo Capital | #REF! | #REF! | #REF! | #REF! | #REF! | #REF! | #REF! | #REF! | #REF! | #REF! | #REF! | #REF! | #REF! | #REF! | #REF! | #REF! | #REF! | #REF! | #REF! | #REF! | #REF! | #REF! | #REF! | #REF! | #REF! | #REF! | #REF! | #REF! | #REF! | #REF! | #REF! | #REF! | #REF! | #REF! | #REF! | #REF! | #REF! | #REF! | #REF! | #REF! | #REF! | #REF! | #REF! | #REF! | #REF! | #REF! | #REF! | #REF! | #REF! | #REF! | #REF! | #REF! | #REF! | #REF! | #REF! | #REF! | #REF! | #REF! | #REF! | #REF! | #REF! | #REF! | #REF! | #REF! | #REF! | #REF! | #REF! | #REF! | #REF! | #REF! | #REF! | #REF! | #REF! | #REF! | #REF! | #REF! | #REF! | #REF! | #REF! | #REF! | #REF! | #REF! | #REF! | #REF! | #REF!
Pago a intereses | 0 | #REF! | #REF! | #REF! | #REF! | #REF! | #REF! | #REF! | #REF! | #REF! | #REF! | #REF! | #REF! | #REF! | #REF! | #REF! | #REF! | #REF! | #REF! | #REF! | #REF! | #REF! | #REF! | #REF! | #REF! | #REF! | #REF! | #REF! | #REF! | #REF! | #REF! | #REF! | #REF! | #REF! | #REF! | #REF! | #REF! | #REF! | #REF! | #REF! | #REF! | #REF! | #REF! | #REF! | #REF! | #REF! | #REF! | #REF! | #REF! | #REF! | #REF! | #REF! | #REF! | #REF! | #REF! | #REF! | #REF! | #REF! | #REF! | #REF! | #REF! | #REF! | #REF! | #REF! | #REF! | #REF! | #REF! | #REF! | #REF! | #REF! | #REF! | #REF! | #REF! | #REF! | #REF! | #REF! | #REF! | #REF! | #REF! | #REF! | #REF! | #REF! | #REF! | #REF! | #REF!
Pago a capital | 0 | #REF! | #REF! | #REF! | #REF! | #REF! | #REF! | #REF! | #REF! | #REF! | #REF! | #REF! | #REF! | #REF! | #REF! | #REF! | #REF! | #REF! | #REF! | #REF! | #REF! | #REF! | #REF! | #REF! | #REF! | #REF! | #REF! | #REF! | #REF! | #REF! | #REF! | #REF! | #REF! | #REF! | #REF! | #REF! | #REF! | #REF! | #REF! | #REF! | #REF! | #REF! | #REF! | #REF! | #REF! | #REF! | #REF! | #REF! | #REF! | #REF! | #REF! | #REF! | #REF! | #REF! | #REF! | #REF! | #REF! | #REF! | #REF! | #REF! | #REF! | #REF! | #REF! | #REF! | #REF! | #REF! | #REF! | #REF! | #REF! | #REF! | #REF! | #REF! | #REF! | #REF! | #REF! | #REF! | #REF! | #REF! | #REF! | #REF! | #REF! | #REF! | #REF! | #REF! | #REF!
Cuota Total sin seguros | 0 | #REF! | #REF! | #REF! | #REF! | #REF! | #REF! | #REF! | #REF! | #REF! | #REF! | #REF! | #REF! | #REF! | #REF! | #REF! | #REF! | #REF! | #REF! | #REF! | #REF! | #REF! | #REF! | #REF! | #REF! | #REF! | #REF! | #REF! | #REF! | #REF! | #REF! | #REF! | #REF! | #REF! | #REF! | #REF! | #REF! | #REF! | #REF! | #REF! | #REF! | #REF! | #REF! | #REF! | #REF! | #REF! | #REF! | #REF! | #REF! | #REF! | #REF! | #REF! | #REF! | #REF! | #REF! | #REF! | #REF! | #REF! | #REF! | #REF! | #REF! | #REF! | #REF! | #REF! | #REF! | #REF! | #REF! | #REF! | #REF! | #REF! | #REF! | #REF! | #REF! | #REF! | #REF! | #REF! | #REF! | #REF! | #REF! | #REF! | #REF! | #REF! | #REF! | #REF! | #REF!
Seguros | 0 | #REF! | #REF! | #REF! | #REF! | #REF! | #REF! | #REF! | #REF! | #REF! | #REF! | #REF! | #REF! | #REF! | #REF! | #REF! | #REF! | #REF! | #REF! | #REF! | #REF! | #REF! | #REF! | #REF! | #REF! | #REF! | #REF! | #REF! | #REF! | #REF! | #REF! | #REF! | #REF! | #REF! | #REF! | #REF! | #REF! | #REF! | #REF! | #REF! | #REF! | #REF! | #REF! | #REF! | #REF! | #REF! | #REF! | #REF! | #REF! | #REF! | #REF! | #REF! | #REF! | #REF! | #REF! | #REF! | #REF! | #REF! | #REF! | #REF! | #REF! | #REF! | #REF! | #REF! | #REF! | #REF! | #REF! | #REF! | #REF! | #REF! | #REF! | #REF! | #REF! | #REF! | #REF! | #REF! | #REF! | #REF! | #REF! | #REF! | #REF! | #REF! | #REF! | #REF! | #REF!
Cuota total con seguros | 0 | #REF! | #REF! | #REF! | #REF! | #REF! | #REF! | #REF! | #REF! | #REF! | #REF! | #REF! | #REF! | #REF! | #REF! | #REF! | #REF! | #REF! | #REF! | #REF! | #REF! | #REF! | #REF! | #REF! | #REF! | #REF! | #REF! | #REF! | #REF! | #REF! | #REF! | #REF! | #REF! | #REF! | #REF! | #REF! | #REF! | #REF! | #REF! | #REF! | #REF! | #REF! | #REF! | #REF! | #REF! | #REF! | #REF! | #REF! | #REF! | #REF! | #REF! | #REF! | #REF! | #REF! | #REF! | #REF! | #REF! | #REF! | #REF! | #REF! | #REF! | #REF! | #REF! | #REF! | #REF! | #REF! | #REF! | #REF! | #REF! | #REF! | #REF! | #REF! | #REF! | #REF! | #REF! | #REF! | #REF! | #REF! | #REF! | #REF! | #REF! | #REF! | #REF! | #REF! | #REF!
Capital | #REF!
Intereses | #REF!
Seguros | #REF!
Largo Plazo | Con Seguro | Sin Seguro
Capital | #REF! |  | Cuota | #REF!
Tasa EA | 20.65% | 18.99%
Tasa MV | 1.64% | 1.46%
Plazo años | 7
Plazo meses | 84
Seguro por millon | 1159
Mes | 0 | 1 | 2 | 3 | 4 | 5 | 6 | 7 | 8 | 9 | 10 | 11 | 12 | 13 | 14 | 15 | 16 | 17 | 18 | 19 | 20 | 21 | 22 | 23 | 24 | 25 | 26 | 27 | 28 | 29 | 30 | 31 | 32 | 33 | 34 | 35 | 36 | 37 | 38 | 39 | 40 | 41 | 42 | 43 | 44 | 45 | 46 | 47 | 48 | 49 | 50 | 51 | 52 | 53 | 54 | 55 | 56 | 57 | 58 | 59 | 60 | 61 | 62 | 63 | 64 | 65 | 66 | 67 | 68 | 69 | 70 | 71 | 72 | 73 | 74 | 75 | 76 | 77 | 78 | 79 | 80 | 81 | 82 | 83 | 84
Saldo Capital | #REF! | #REF! | #REF! | #REF! | #REF! | #REF! | #REF! | #REF! | #REF! | #REF! | #REF! | #REF! | #REF! | #REF! | #REF! | #REF! | #REF! | #REF! | #REF! | #REF! | #REF! | #REF! | #REF! | #REF! | #REF! | #REF! | #REF! | #REF! | #REF! | #REF! | #REF! | #REF! | #REF! | #REF! | #REF! | #REF! | #REF! | #REF! | #REF! | #REF! | #REF! | #REF! | #REF! | #REF! | #REF! | #REF! | #REF! | #REF! | #REF! | #REF! | #REF! | #REF! | #REF! | #REF! | #REF! | #REF! | #REF! | #REF! | #REF! | #REF! | #REF! | #REF! | #REF! | #REF! | #REF! | #REF! | #REF! | #REF! | #REF! | #REF! | #REF! | #REF! | #REF! | #REF! | #REF! | #REF! | #REF! | #REF! | #REF! | #REF! | #REF! | #REF! | #REF! | #REF! | #REF!
Pago a intereses | 0 | #REF! | #REF! | #REF! | #REF! | #REF! | #REF! | #REF! | #REF! | #REF! | #REF! | #REF! | #REF! | #REF! | #REF! | #REF! | #REF! | #REF! | #REF! | #REF! | #REF! | #REF! | #REF! | #REF! | #REF! | #REF! | #REF! | #REF! | #REF! | #REF! | #REF! | #REF! | #REF! | #REF! | #REF! | #REF! | #REF! | #REF! | #REF! | #REF! | #REF! | #REF! | #REF! | #REF! | #REF! | #REF! | #REF! | #REF! | #REF! | #REF! | #REF! | #REF! | #REF! | #REF! | #REF! | #REF! | #REF! | #REF! | #REF! | #REF! | #REF! | #REF! | #REF! | #REF! | #REF! | #REF! | #REF! | #REF! | #REF! | #REF! | #REF! | #REF! | #REF! | #REF! | #REF! | #REF! | #REF! | #REF! | #REF! | #REF! | #REF! | #REF! | #REF! | #REF! | #REF!
Pago a capital | 0 | #REF! | #REF! | #REF! | #REF! | #REF! | #REF! | #REF! | #REF! | #REF! | #REF! | #REF! | #REF! | #REF! | #REF! | #REF! | #REF! | #REF! | #REF! | #REF! | #REF! | #REF! | #REF! | #REF! | #REF! | #REF! | #REF! | #REF! | #REF! | #REF! | #REF! | #REF! | #REF! | #REF! | #REF! | #REF! | #REF! | #REF! | #REF! | #REF! | #REF! | #REF! | #REF! | #REF! | #REF! | #REF! | #REF! | #REF! | #REF! | #REF! | #REF! | #REF! | #REF! | #REF! | #REF! | #REF! | #REF! | #REF! | #REF! | #REF! | #REF! | #REF! | #REF! | #REF! | #REF! | #REF! | #REF! | #REF! | #REF! | #REF! | #REF! | #REF! | #REF! | #REF! | #REF! | #REF! | #REF! | #REF! | #REF! | #REF! | #REF! | #REF! | #REF! | #REF! | #REF!
Cuota Total sin seguros | 0 | #REF! | #REF! | #REF! | #REF! | #REF! | #REF! | #REF! | #REF! | #REF! | #REF! | #REF! | #REF! | #REF! | #REF! | #REF! | #REF! | #REF! | #REF! | #REF! | #REF! | #REF! | #REF! | #REF! | #REF! | #REF! | #REF! | #REF! | #REF! | #REF! | #REF! | #REF! | #REF! | #REF! | #REF! | #REF! | #REF! | #REF! | #REF! | #REF! | #REF! | #REF! | #REF! | #REF! | #REF! | #REF! | #REF! | #REF! | #REF! | #REF! | #REF! | #REF! | #REF! | #REF! | #REF! | #REF! | #REF! | #REF! | #REF! | #REF! | #REF! | #REF! | #REF! | #REF! | #REF! | #REF! | #REF! | #REF! | #REF! | #REF! | #REF! | #REF! | #REF! | #REF! | #REF! | #REF! | #REF! | #REF! | #REF! | #REF! | #REF! | #REF! | #REF! | #REF! | #REF!
Seguros | 0 | #REF! | #REF! | #REF! | #REF! | #REF! | #REF! | #REF! | #REF! | #REF! | #REF! | #REF! | #REF! | #REF! | #REF! | #REF! | #REF! | #REF! | #REF! | #REF! | #REF! | #REF! | #REF! | #REF! | #REF! | #REF! | #REF! | #REF! | #REF! | #REF! | #REF! | #REF! | #REF! | #REF! | #REF! | #REF! | #REF! | #REF! | #REF! | #REF! | #REF! | #REF! | #REF! | #REF! | #REF! | #REF! | #REF! | #REF! | #REF! | #REF! | #REF! | #REF! | #REF! | #REF! | #REF! | #REF! | #REF! | #REF! | #REF! | #REF! | #REF! | #REF! | #REF! | #REF! | #REF! | #REF! | #REF! | #REF! | #REF! | #REF! | #REF! | #REF! | #REF! | #REF! | #REF! | #REF! | #REF! | #REF! | #REF! | #REF! | #REF! | #REF! | #REF! | #REF! | #REF!
Cuota total con seguros | 0 | #REF! | #REF! | #REF! | #REF! | #REF! | #REF! | #REF! | #REF! | #REF! | #REF! | #REF! | #REF! | #REF! | #REF! | #REF! | #REF! | #REF! | #REF! | #REF! | #REF! | #REF! | #REF! | #REF! | #REF! | #REF! | #REF! | #REF! | #REF! | #REF! | #REF! | #REF! | #REF! | #REF! | #REF! | #REF! | #REF! | #REF! | #REF! | #REF! | #REF! | #REF! | #REF! | #REF! | #REF! | #REF! | #REF! | #REF! | #REF! | #REF! | #REF! | #REF! | #REF! | #REF! | #REF! | #REF! | #REF! | #REF! | #REF! | #REF! | #REF! | #REF! | #REF! | #REF! | #REF! | #REF! | #REF! | #REF! | #REF! | #REF! | #REF! | #REF! | #REF! | #REF! | #REF! | #REF! | #REF! | #REF! | #REF! | #REF! | #REF! | #REF! | #REF! | #REF! | #REF!
Capital | #REF!
Intereses | #REF!
Seguros | #REF!

## Prestamo 15 años
Calculadora de préstamos simple
Valores del préstamo |  |  |  | Resumen del préstamo |  |  |  | Capital
Importe del préstamo |  | #REF! |  | Pago mensual |  |  |  | Intereses
Tasa de interés anual |  | 13% |  | Número de pagos |  |  |  | Saldo Capital
Periodo del préstamo en años |  | 15 |  | Importe total de los intereses |  |  | 1159 | Seguros | #VALUE! | #VALUE! | #VALUE! | #VALUE! | #VALUE! | #VALUE! | #VALUE! | #VALUE! | #VALUE! | #VALUE! | #VALUE! | #VALUE! | #VALUE! | #VALUE! | #VALUE! | #VALUE! | #VALUE! | #VALUE! | #VALUE! | #VALUE! | #VALUE! | #VALUE! | #VALUE! | #VALUE! | #VALUE! | #VALUE! | #VALUE! | #VALUE! | #VALUE! | #VALUE! | #VALUE! | #VALUE! | #VALUE! | #VALUE! | #VALUE! | #VALUE! | #VALUE! | #VALUE! | #VALUE! | #VALUE! | #VALUE! | #VALUE! | #VALUE! | #VALUE! | #VALUE! | #VALUE! | #VALUE! | #VALUE! | #VALUE! | #VALUE! | #VALUE! | #VALUE! | #VALUE! | #VALUE! | #VALUE! | #VALUE! | #VALUE! | #VALUE! | #VALUE! | #VALUE! | #VALUE! | #VALUE! | #VALUE! | #VALUE! | #VALUE! | #VALUE! | #VALUE! | #VALUE! | #VALUE! | #VALUE! | #VALUE! | #VALUE! | #VALUE! | #VALUE! | #VALUE! | #VALUE! | #VALUE! | #VALUE! | #VALUE! | #VALUE! | #VALUE! | #VALUE! | #VALUE! | #VALUE! | #VALUE! | #VALUE! | #VALUE! | #VALUE! | #VALUE! | #VALUE! | #VALUE! | #VALUE! | #VALUE! | #VALUE! | #VALUE! | #VALUE! | #VALUE! | #VALUE! | #VALUE! | #VALUE! | #VALUE! | #VALUE! | #VALUE! | #VALUE! | #VALUE! | #VALUE! | #VALUE! | #VALUE! | #VALUE! | #VALUE! | #VALUE! | #VALUE! | #VALUE! | #VALUE! | #VALUE! | #VALUE! | #VALUE! | #VALUE! | #VALUE! | #VALUE! | #VALUE! | #VALUE! | #VALUE! | #VALUE! | #VALUE! | #VALUE! | #VALUE! | #VALUE! | #VALUE! | #VALUE! | #VALUE! | #VALUE! | #VALUE! | #VALUE! | #VALUE! | #VALUE! | #VALUE! | #VALUE! | #VALUE! | #VALUE! | #VALUE! | #VALUE! | #VALUE! | #VALUE! | #VALUE! | #VALUE! | #VALUE! | #VALUE! | #VALUE! | #VALUE! | #VALUE! | #VALUE! | #VALUE! | #VALUE! | #VALUE! | #VALUE! | #VALUE! | #VALUE! | #VALUE! | #VALUE! | #VALUE! | #VALUE! | #VALUE! | #VALUE! | #VALUE! | #VALUE! | #VALUE! | #VALUE! | #VALUE! | #VALUE! | #VALUE! | #VALUE! | #VALUE! | #VALUE! | #VALUE! | #VALUE! | #VALUE! | #VALUE! | #VALUE! | #VALUE!
Fecha de inicio del préstamo |  | 2026-10-06 |  | Coste total del préstamo |  |  |  | Total | #VALUE! | #VALUE! | #VALUE! | #VALUE! | #VALUE! | #VALUE! | #VALUE! | #VALUE! | #VALUE! | #VALUE! | #VALUE! | #VALUE! | #VALUE! | #VALUE! | #VALUE! | #VALUE! | #VALUE! | #VALUE! | #VALUE! | #VALUE! | #VALUE! | #VALUE! | #VALUE! | #VALUE! | #VALUE! | #VALUE! | #VALUE! | #VALUE! | #VALUE! | #VALUE! | #VALUE! | #VALUE! | #VALUE! | #VALUE! | #VALUE! | #VALUE! | #VALUE! | #VALUE! | #VALUE! | #VALUE! | #VALUE! | #VALUE! | #VALUE! | #VALUE! | #VALUE! | #VALUE! | #VALUE! | #VALUE! | #VALUE! | #VALUE! | #VALUE! | #VALUE! | #VALUE! | #VALUE! | #VALUE! | #VALUE! | #VALUE! | #VALUE! | #VALUE! | #VALUE! | #VALUE! | #VALUE! | #VALUE! | #VALUE! | #VALUE! | #VALUE! | #VALUE! | #VALUE! | #VALUE! | #VALUE! | #VALUE! | #VALUE! | #VALUE! | #VALUE! | #VALUE! | #VALUE! | #VALUE! | #VALUE! | #VALUE! | #VALUE! | #VALUE! | #VALUE! | #VALUE! | #VALUE! | #VALUE! | #VALUE! | #VALUE! | #VALUE! | #VALUE! | #VALUE! | #VALUE! | #VALUE! | #VALUE! | #VALUE! | #VALUE! | #VALUE! | #VALUE! | #VALUE! | #VALUE! | #VALUE! | #VALUE! | #VALUE! | #VALUE! | #VALUE! | #VALUE! | #VALUE! | #VALUE! | #VALUE! | #VALUE! | #VALUE! | #VALUE! | #VALUE! | #VALUE! | #VALUE! | #VALUE! | #VALUE! | #VALUE! | #VALUE! | #VALUE! | #VALUE! | #VALUE! | #VALUE! | #VALUE! | #VALUE! | #VALUE! | #VALUE! | #VALUE! | #VALUE! | #VALUE! | #VALUE! | #VALUE! | #VALUE! | #VALUE! | #VALUE! | #VALUE! | #VALUE! | #VALUE! | #VALUE! | #VALUE! | #VALUE! | #VALUE! | #VALUE! | #VALUE! | #VALUE! | #VALUE! | #VALUE! | #VALUE! | #VALUE! | #VALUE! | #VALUE! | #VALUE! | #VALUE! | #VALUE! | #VALUE! | #VALUE! | #VALUE! | #VALUE! | #VALUE! | #VALUE! | #VALUE! | #VALUE! | #VALUE! | #VALUE! | #VALUE! | #VALUE! | #VALUE! | #VALUE! | #VALUE! | #VALUE! | #VALUE! | #VALUE! | #VALUE! | #VALUE! | #VALUE! | #VALUE! | #VALUE! | #VALUE! | #VALUE! | #VALUE! | #VALUE!
N.° de pago | Fecha de pago | Saldo inicial | Pago | Capital | Intereses | Saldo final

## Comparativo
| Francisco Alcala | MarjorieCosto | Marjorie Venta | Celsia Habitat
A todo costo | 3800 | #REF! | #REF! | 4526.4957
Equipos |  | #REF!
Diseños |  | #REF!
Materiales |  | #REF!
Certificación |  | #REF!
Solo MO | 500 | #REF!
Materiales y MO | 1500 | #REF!
Decradación anual
Año | 1 | 2 | 3 | 4 | 5 | 6 | 7 | 8 | 9 | 10 | 11 | 12 | 13 | 14 | 15 | 16 | 17 | 18 | 19 | 20 | 21 | 22 | 23 | 24 | 25
Con degradación de acuerdo a gráfico | 98% | 97.8% | 97.7% | 97.6% | 97.5% | 97% | 96.5% | 96% | 95.5% | 95% | 94% | 93% | 92% | 91% | 90% | 89% | 88% | 87% | 86% | 85% | 84.5% | 84% | 83.5% | 83.2% | 83.1%
Con degradación anual del 0,45% | 98% | 97.55% | 97.1% | 96.65% | 96.2% | 95.75% | 95.3% | 94.85% | 94.4% | 93.95% | 93.5% | 93.05% | 92.6% | 92.15% | 91.7% | 91.25% | 90.8% | 90.35% | 89.9% | 89.45% | 89% | 88.55% | 88.1% | 87.65% | 87.2%
| 2025-01-01 | 2025-02-01 | 2025-03-01 | 2025-04-01 | 2025-05-01 | 2025-06-01 | 2025-07-01 | 2025-08-01 | 2025-09-01 | 2025-10-01 | 2025-11-01 | 2025-12-01 | Total año
SALVA kWh-mes | 2150.5786 | 1982.636 | 2360.8296 | 2144.5576 | 2079.2997 | 2090.0679 | 2224.0865 | 2191.452 | 2050.8449 | 1848.9863 | 1767.066 | 1867.9423 | 24758.3476
PV System kWh-mes | 1498 | 1369 | 1670 | 1621 | 1636 | 1645 | 1691 | 1628 | 1423 | 1279 | 1221 | 1301 | 17982
Diferencia kWh-mes | -652.5786 | -613.636 | -690.8296 | -523.5576 | -443.2997 | -445.0679 | -533.0865 | -563.452 | -627.8449 | -569.9863 | -546.066 | -566.9423 | -6776.3476

## Producción
Potencia Sistema | 15950 |  |  | Wp
| Total |  |  | 2024 | 2024 | 2024 | 2024 | 2024 | 2025 | 2025 | 2025 | 2025 | 2025 | 2025 | 2025 | 2025 | 2025 | 2025 | 2025 | 2025 | 2026 | 2026 | 2026 | 2026 | 2026 | 2026 | 2026 | 2026 | 2026 | 2026 | 2026 | 2026 | 2027 | 2027 | 2027 | 2027 | 2027 | 2027 | 2027 | 2027 | 2027 | 2027 | 2027 | 2027 | 2028 | 2028 | 2028 | 2028 | 2028 | 2028 | 2028 | 2028 | 2028 | 2028 | 2028 | 2028 | 2029 | 2029 | 2029 | 2029 | 2029 | 2029 | 2029 | 2029 | 2029 | 2029 | 2029 | 2029 | 2030 | 2030 | 2030 | 2030 | 2030 | 2030 | 2030 | 2030 | 2030 | 2030 | 2030 | 2030 | 2031 | 2031 | 2031 | 2031 | 2031 | 2031 | 2031 | 2031 | 2031 | 2031 | 2031 | 2031 | 2032 | 2032 | 2032 | 2032 | 2032 | 2032 | 2032 | 2032 | 2032 | 2032 | 2032 | 2032 | 2033 | 2033 | 2033 | 2033 | 2033 | 2033 | 2033 | 2033 | 2033 | 2033 | 2033 | 2033 | 2034 | 2034 | 2034 | 2034 | 2034 | 2034 | 2034 | 2034 | 2034 | 2034 | 2034 | 2034 | 2035 | 2035 | 2035 | 2035 | 2035 | 2035 | 2035 | 2035 | 2035 | 2035 | 2035 | 2035 | 2036 | 2036 | 2036 | 2036 | 2036 | 2036 | 2036 | 2036 | 2036 | 2036 | 2036 | 2036 | 2037 | 2037 | 2037 | 2037 | 2037 | 2037 | 2037 | 2037 | 2037 | 2037 | 2037 | 2037 | 2038 | 2038 | 2038 | 2038 | 2038 | 2038 | 2038 | 2038 | 2038 | 2038 | 2038 | 2038 | 2039 | 2039 | 2039 | 2039 | 2039 | 2039 | 2039 | 2039 | 2039 | 2039 | 2039 | 2039 | 2040 | 2040 | 2040 | 2040 | 2040 | 2040 | 2040 | 2040 | 2040 | 2040 | 2040 | 2040 | 2041 | 2041 | 2041 | 2041 | 2041 | 2041 | 2041 | 2041 | 2041 | 2041 | 2041 | 2041 | 2042 | 2042 | 2042 | 2042 | 2042 | 2042 | 2042 | 2042 | 2042 | 2042 | 2042 | 2042 | 2043 | 2043 | 2043 | 2043 | 2043 | 2043 | 2043 | 2043 | 2043 | 2043 | 2043 | 2043 | 2044 | 2044 | 2044 | 2044 | 2044 | 2044 | 2044 | 2044 | 2044 | 2044 | 2044 | 2044
Producción | time axis 2024-08-01 to 2044-12-01
No. Dias |  |  |  | 31 | 30 | 31 | 30 | 31 | 31 | 28 | 31 | 30 | 31 | 30 | 31 | 31 | 30 | 31 | 30 | 31 | 31 | 28 | 31 | 30 | 31 | 30 | 31 | 31 | 30 | 31 | 30 | 31 | 31 | 28 | 31 | 30 | 31 | 30 | 31 | 31 | 30 | 31 | 30 | 31 | 31 | 29 | 31 | 30 | 31 | 30 | 31 | 31 | 30 | 31 | 30 | 31 | 31 | 28 | 31 | 30 | 31 | 30 | 31 | 31 | 30 | 31 | 30 | 31 | 31 | 28 | 31 | 30 | 31 | 30 | 31 | 31 | 30 | 31 | 30 | 31 | 31 | 28 | 31 | 30 | 31 | 30 | 31 | 31 | 30 | 31 | 30 | 31 | 31 | 29 | 31 | 30 | 31 | 30 | 31 | 31 | 30 | 31 | 30 | 31 | 31 | 28 | 31 | 30 | 31 | 30 | 31 | 31 | 30 | 31 | 30 | 31 | 31 | 28 | 31 | 30 | 31 | 30 | 31 | 31 | 31 | 31 | 31 | 31 | 31 | 28 | 31 | 30 | 31 | 30 | 31 | 31 | 31 | 31 | 31 | 31 | 31 | 29 | 31 | 30 | 31 | 30 | 31 | 31 | 31 | 31 | 31 | 31 | 31 | 28 | 31 | 30 | 31 | 30 | 31 | 31 | 31 | 31 | 31 | 31 | 31 | 28 | 31 | 30 | 31 | 30 | 31 | 31 | 31 | 31 | 31 | 31 | 31 | 28 | 31 | 30 | 31 | 30 | 31 | 31 | 31 | 31 | 31 | 31 | 31 | 29 | 31 | 30 | 31 | 30 | 31 | 31 | 31 | 31 | 31 | 31 | 31 | 28 | 31 | 30 | 31 | 30 | 31 | 31 | 31 | 31 | 31 | 31 | 31 | 28 | 31 | 30 | 31 | 30 | 31 | 31 | 31 | 31 | 31 | 31 | 31 | 28 | 31 | 30 | 31 | 30 | 31 | 31 | 31 | 31 | 31 | 31 | 31 | 29 | 31 | 30 | 31 | 30 | 31 | 30.7143 | 30.7857 | 30.8571 | 30.9286 | 31
Eficiencia |  |  |  | 98% | 98% | 98% | 98% | 98% | 98% | 98% | 98% | 98% | 98% | 98% | 98% | 97.8% | 97.8% | 97.8% | 97.8% | 97.8% | 97.8% | 97.8% | 97.8% | 97.8% | 97.8% | 97.8% | 97.8% | 97.7% | 97.7% | 97.7% | 97.7% | 97.7% | 97.7% | 97.7% | 97.7% | 97.7% | 97.7% | 97.7% | 97.7% | 97.6% | 97.6% | 97.6% | 97.6% | 97.6% | 97.6% | 97.6% | 97.6% | 97.6% | 97.6% | 97.6% | 97.6% | 97.5% | 97.5% | 97.5% | 97.5% | 97.5% | 97.5% | 97.5% | 97.5% | 97.5% | 97.5% | 97.5% | 97.5% | 97% | 97% | 97% | 97% | 97% | 97% | 97% | 97% | 97% | 97% | 97% | 97% | 96.5% | 96.5% | 96.5% | 96.5% | 96.5% | 96.5% | 96.5% | 96.5% | 96.5% | 96.5% | 96.5% | 96.5% | 96% | 96% | 96% | 96% | 96% | 96% | 96% | 96% | 96% | 96% | 96% | 96% | 95.5% | 95.5% | 95.5% | 95.5% | 95.5% | 95.5% | 95.5% | 95.5% | 95.5% | 95.5% | 95.5% | 95.5% | 95% | 95% | 95% | 95% | 95% | 95% | 95% | 95% | 95% | 95% | 95% | 95% | 94% | 94% | 94% | 94% | 94% | 94% | 94% | 94% | 94% | 94% | 94% | 94% | 93% | 93% | 93% | 93% | 93% | 93% | 93% | 93% | 93% | 93% | 93% | 93% | 92% | 92% | 92% | 92% | 92% | 92% | 92% | 92% | 92% | 92% | 92% | 92% | 91% | 91% | 91% | 91% | 91% | 91% | 91% | 91% | 91% | 91% | 91% | 91% | 90% | 90% | 90% | 90% | 90% | 90% | 90% | 90% | 90% | 90% | 90% | 90% | 89% | 89% | 89% | 89% | 89% | 89% | 89% | 89% | 89% | 89% | 89% | 89% | 88% | 88% | 88% | 88% | 88% | 88% | 88% | 88% | 88% | 88% | 88% | 88% | 87% | 87% | 87% | 87% | 87% | 87% | 87% | 87% | 87% | 87% | 87% | 87% | 86% | 86% | 86% | 86% | 86% | 86% | 86% | 86% | 86% | 86% | 86% | 86% | 85% | 85% | 85% | 85% | 85% | 85% | 85% | 85% | 85% | 85% | 85% | 85% | 85% | 85% | 85% | 85% | 85%
HSP |  |  |  | 5.46 | 5.28 | 4.84 | 4.72 | 5.22 | 5.69 | 6.04 | 5.87 | 5.51 | 5.17 | 5.37 | 5.53 | 5.46 | 5.28 | 4.84 | 4.72 | 5.22 | 5.69 | 6.04 | 5.87 | 5.51 | 5.17 | 5.37 | 5.53 | 5.46 | 5.28 | 4.84 | 4.72 | 5.22 | 5.69 | 6.04 | 5.87 | 5.51 | 5.17 | 5.37 | 5.53 | 5.46 | 5.28 | 4.84 | 4.72 | 5.22 | 5.69 | 6.04 | 5.87 | 5.51 | 5.17 | 5.37 | 5.53 | 5.46 | 5.28 | 4.84 | 4.72 | 5.22 | 5.69 | 6.04 | 5.87 | 5.51 | 5.17 | 5.37 | 5.53 | 5.46 | 5.28 | 4.84 | 4.72 | 5.22 | 5.69 | 6.04 | 5.87 | 5.51 | 5.17 | 5.37 | 5.53 | 5.46 | 5.28 | 4.84 | 4.72 | 5.22 | 5.69 | 6.04 | 5.87 | 5.51 | 5.17 | 5.37 | 5.53 | 5.46 | 5.28 | 4.84 | 4.72 | 5.22 | 5.69 | 6.04 | 5.87 | 5.51 | 5.17 | 5.37 | 5.53 | 5.46 | 5.28 | 4.84 | 4.72 | 5.22 | 5.69 | 6.04 | 5.87 | 5.51 | 5.17 | 5.37 | 5.53 | 5.46 | 5.28 | 4.84 | 4.72 | 5.22 | 5.69 | 6.04 | 5.87 | 5.51 | 5.17 | 5.37 | 5.53 | 5.46 | 5.28 | 4.84 | 4.72 | 5.22 | 5.69 | 6.04 | 5.87 | 5.51 | 5.17 | 5.37 | 5.53 | 5.46 | 5.28 | 4.84 | 4.72 | 5.22 | 5.69 | 6.04 | 5.87 | 5.51 | 5.17 | 5.37 | 5.53 | 5.46 | 5.28 | 4.84 | 4.72 | 5.22 | 5.69 | 6.04 | 5.87 | 5.51 | 5.17 | 5.37 | 5.53 | 5.46 | 5.28 | 4.84 | 4.72 | 5.22 | 5.69 | 6.04 | 5.87 | 5.51 | 5.17 | 5.37 | 5.53 | 5.46 | 5.28 | 4.84 | 4.72 | 5.22 | 5.69 | 6.04 | 5.87 | 5.51 | 5.17 | 5.37 | 5.53 | 5.46 | 5.28 | 4.84 | 4.72 | 5.22 | 5.69 | 6.04 | 5.87 | 5.51 | 5.17 | 5.37 | 5.53 | 5.46 | 5.28 | 4.84 | 4.72 | 5.22 | 5.69 | 6.04 | 5.87 | 5.51 | 5.17 | 5.37 | 5.53 | 5.46 | 5.28 | 4.84 | 4.72 | 5.22 | 5.69 | 6.04 | 5.87 | 5.51 | 5.17 | 5.37 | 5.53 | 5.46 | 5.28 | 4.84 | 4.72 | 5.22 | 5.69 | 6.04 | 5.87 | 5.51 | 5.17 | 5.37 | 5.53 | 5.46 | 5.28 | 4.84 | 4.72 | 5.22 | 5.69 | 6.04 | 5.87 | 5.51 | 5.17 | 5.37 | 5.53 | 5.46 | 5.28 | 4.84 | 4.72 | 5.22
PR |  |  |  | 83% | 83% | 79% | 80% | 74% | 78% | 75% | 83% | 83% | 83% | 83% | 83% | 83% | 83% | 79% | 80% | 74% | 78% | 75% | 83% | 83% | 83% | 83% | 83% | 83% | 83% | 79% | 80% | 74% | 78% | 75% | 83% | 83% | 83% | 83% | 83% | 83% | 83% | 79% | 80% | 74% | 78% | 75% | 83% | 83% | 83% | 83% | 83% | 83% | 83% | 79% | 80% | 74% | 78% | 75% | 83% | 83% | 83% | 83% | 83% | 83% | 83% | 79% | 80% | 74% | 78% | 75% | 83% | 83% | 83% | 83% | 83% | 83% | 83% | 79% | 80% | 74% | 78% | 75% | 83% | 83% | 83% | 83% | 83% | 83% | 83% | 79% | 80% | 74% | 78% | 75% | 83% | 83% | 83% | 83% | 83% | 83% | 83% | 79% | 80% | 74% | 78% | 75% | 83% | 83% | 83% | 83% | 83% | 83% | 83% | 79% | 80% | 74% | 78% | 75% | 83% | 83% | 83% | 83% | 83% | 83% | 83% | 79% | 80% | 74% | 78% | 75% | 83% | 83% | 83% | 83% | 83% | 83% | 83% | 79% | 80% | 74% | 78% | 75% | 83% | 83% | 83% | 83% | 83% | 83% | 83% | 79% | 80% | 74% | 78% | 75% | 83% | 83% | 83% | 83% | 83% | 83% | 83% | 79% | 80% | 74% | 78% | 75% | 83% | 83% | 83% | 83% | 83% | 83% | 83% | 79% | 80% | 74% | 78% | 75% | 83% | 83% | 83% | 83% | 83% | 83% | 83% | 79% | 80% | 74% | 78% | 75% | 83% | 83% | 83% | 83% | 83% | 83% | 83% | 79% | 80% | 74% | 78% | 75% | 83% | 83% | 83% | 83% | 83% | 83% | 83% | 79% | 80% | 74% | 78% | 75% | 83% | 83% | 83% | 83% | 83% | 83% | 83% | 79% | 80% | 74% | 78% | 75% | 83% | 83% | 83% | 83% | 83% | 83% | 83% | 79% | 80% | 74% | 78% | 75% | 83% | 83% | 83% | 83% | 83% | 83% | 83% | 79% | 80% | 74%
Energia Producida (kWh-mes) | 481211.0719 |  |  | 2195.9335 | 2055.0388 | 1852.7674 | 1770.6797 | 1871.7622 | 2150.5786 | 1982.636 | 2360.8296 | 2144.5576 | 2079.2997 | 2090.0679 | 2224.0865 | 2191.452 | 2050.8449 | 1848.9863 | 1767.066 | 1867.9423 | 2146.1897 | 1978.5898 | 2356.0116 | 2140.1809 | 2075.0562 | 2085.8025 | 2219.5476 | 2189.2113 | 2048.7479 | 1847.0957 | 1765.2592 | 1866.0323 | 2143.9952 | 1976.5667 | 2353.6026 | 2137.9926 | 2072.9345 | 2083.6697 | 2217.2781 | 2186.9705 | 2046.6509 | 1845.2051 | 1763.4524 | 1864.1224 | 2141.8008 | 2045.0631 | 2351.1936 | 2135.8043 | 2070.8128 | 2081.537 | 2215.0086 | 2184.7298 | 2044.5539 | 1843.3145 | 1761.6456 | 1862.2124 | 2139.6063 | 1972.5205 | 2348.7846 | 2133.6159 | 2068.691 | 2079.4043 | 2212.7392 | 2173.5261 | 2034.069 | 1833.8616 | 1752.6115 | 1852.6626 | 2128.634 | 1962.4051 | 2336.7395 | 2122.6743 | 2058.0824 | 2068.7407 | 2201.3918 | 2162.3223 | 2023.5842 | 1824.4088 | 1743.5774 | 1843.1128 | 2117.6616 | 1952.2896 | 2324.6945 | 2111.7327 | 2047.4737 | 2058.0771 | 2190.0444 | 2151.1186 | 2013.0993 | 1814.9559 | 1734.5434 | 1833.563 | 2106.6893 | 2011.5374 | 2312.6495 | 2100.7911 | 2036.865 | 2047.4135 | 2178.697 | 2139.9148 | 2002.6144 | 1805.503 | 1725.5093 | 1824.0132 | 2095.7169 | 1932.0586 | 2300.6044 | 2089.8495 | 2026.2563 | 2036.7498 | 2167.3496 | 2128.7111 | 1992.1295 | 1796.0501 | 1716.4752 | 1814.4634 | 2084.7446 | 1921.9431 | 2288.5594 | 2078.9078 | 2015.6477 | 2026.0862 | 2156.0023 | 2106.3036 | 2036.865 | 1777.1443 | 1755.0206 | 1795.3638 | 2062.7999 | 1901.7121 | 2264.4693 | 2057.0246 | 1994.4303 | 2004.759 | 2133.3075 | 2083.8961 | 2015.1962 | 1758.2385 | 1736.3502 | 1776.2642 | 2040.8552 | 1948.6769 | 2240.3792 | 2035.1414 | 1973.213 | 1983.4318 | 2110.6127 | 2061.4886 | 1993.5275 | 1739.3327 | 1717.6797 | 1757.1645 | 2018.9106 | 1861.2502 | 2216.2891 | 2013.2581 | 1951.9956 | 1962.1046 | 2087.918 | 2039.0811 | 1971.8587 | 1720.4269 | 1699.0093 | 1738.0649 | 1996.9659 | 1841.0192 | 2192.199 | 1991.3749 | 1930.7783 | 1940.7773 | 2065.2232 | 2016.6737 | 1950.1899 | 1701.5211 | 1680.3389 | 1718.9653 | 1975.0212 | 1820.7882 | 2168.1089 | 1969.4916 | 1909.561 | 1919.4501 | 2042.5284 | 1994.2662 | 1928.5211 | 1682.6153 | 1661.6684 | 1699.8657 | 1953.0765 | 1864.8628 | 2144.0188 | 1947.6084 | 1888.3436 | 1898.1229 | 2019.8337 | 1971.8587 | 1906.8524 | 1663.7095 | 1642.998 | 1680.7661 | 1931.1318 | 1780.3262 | 2119.9287 | 1925.7252 | 1867.1263 | 1876.7957 | 1997.1389 | 1949.4512 | 1885.1836 | 1644.8037 | 1624.3276 | 1661.6665 | 1909.1872 | 1760.0953 | 2095.8386 | 1903.8419 | 1845.9089 | 1855.4684 | 1974.4442 | 1927.0437 | 1863.5148 | 1625.898 | 1605.6572 | 1642.5669 | 1887.2425 | 1739.8643 | 2071.7485 | 1881.9587 | 1824.6916 | 1834.1412 | 1951.7494 | 1904.6362 | 1841.846 | 1606.9922 | 1586.9867 | 1623.4672 | 1865.2978 | 1781.0488 | 2047.6584 | 1860.0754 | 1803.4742 | 1812.814 | 1929.0546 | 1887.082 | 1829.1144 | 1599.5867 | 1583.3301 | 1623.4672
Energía Consumida (kWh-mes) | 419500 |  |  | 1361 | 1712 | 1565 | 2143 | 2131 | 2409 | 2063 | 1931 | 1439 | 1428 | 1562 | 1231 | 1361 | 1712 | 1565 | 2143 | 2131 | 2409 | 2063 | 1931 | 1439 | 1428 | 1562 | 1231 | 1361 | 1712 | 1565 | 2143 | 2131 | 2409 | 2063 | 1931 | 1439 | 1428 | 1562 | 1231 | 1361 | 1712 | 1565 | 2143 | 2131 | 2409 | 2063 | 1931 | 1439 | 1428 | 1562 | 1231 | 1361 | 1712 | 1565 | 2143 | 2131 | 2409 | 2063 | 1931 | 1439 | 1428 | 1562 | 1231 | 1361 | 1712 | 1565 | 2143 | 2131 | 2409 | 2063 | 1931 | 1439 | 1428 | 1562 | 1231 | 1361 | 1712 | 1565 | 2143 | 2131 | 2409 | 2063 | 1931 | 1439 | 1428 | 1562 | 1231 | 1361 | 1712 | 1565 | 2143 | 2131 | 2409 | 2063 | 1931 | 1439 | 1428 | 1562 | 1231 | 1361 | 1712 | 1565 | 2143 | 2131 | 2409 | 2063 | 1931 | 1439 | 1428 | 1562 | 1231 | 1361 | 1712 | 1565 | 2143 | 2131 | 2409 | 2063 | 1931 | 1439 | 1428 | 1562 | 1231 | 1361 | 1712 | 1565 | 2143 | 2131 | 2409 | 2063 | 1931 | 1439 | 1428 | 1562 | 1231 | 1361 | 1712 | 1565 | 2143 | 2131 | 2409 | 2063 | 1931 | 1439 | 1428 | 1562 | 1231 | 1361 | 1712 | 1565 | 2143 | 2131 | 2409 | 2063 | 1931 | 1439 | 1428 | 1562 | 1231 | 1361 | 1712 | 1565 | 2143 | 2131 | 2409 | 2063 | 1931 | 1439 | 1428 | 1562 | 1231 | 1361 | 1712 | 1565 | 2143 | 2131 | 2409 | 2063 | 1931 | 1439 | 1428 | 1562 | 1231 | 1361 | 1712 | 1565 | 2143 | 2131 | 2409 | 2063 | 1931 | 1439 | 1428 | 1562 | 1231 | 1361 | 1712 | 1565 | 2143 | 2131 | 2409 | 2063 | 1931 | 1439 | 1428 | 1562 | 1231 | 1361 | 1712 | 1565 | 2143 | 2131 | 2409 | 2063 | 1931 | 1439 | 1428 | 1562 | 1231 | 1361 | 1712 | 1565 | 2143 | 2131 | 2409 | 2063 | 1931 | 1439 | 1428 | 1562 | 1231 | 1361 | 1712 | 1565 | 2143 | 2131 | 2409 | 2063 | 1931 | 1439 | 1428 | 1562 | 1231 | 1361 | 1712 | 1565 | 2143 | 2131
Autoconsumo |  |  |  | 831.5246 | 998.6804 | 910.5547 | 1176.3603 | 1179.9824 | 1337.1029 | 1158.0208 | 1129.6226 | 867.4039 | 857.5264 | 923.139 | 767.9069 | 829.8616 | 996.6831 | 908.7336 | 1174.0076 | 1177.6224 | 1334.4287 | 1155.7048 | 1127.3633 | 865.6691 | 855.8113 | 921.2928 | 766.3711 | 829.0317 | 995.6864 | 907.8249 | 1172.8336 | 1176.4448 | 1333.0943 | 1154.5491 | 1126.236 | 864.8034 | 854.9555 | 920.3715 | 765.6048 | 828.2027 | 994.6907 | 906.917 | 1171.6607 | 1175.2684 | 1331.7612 | 1153.3945 | 1125.1097 | 863.9386 | 854.1006 | 919.4511 | 764.8391 | 827.3745 | 993.696 | 906.0101 | 1170.4891 | 1174.0931 | 1330.4294 | 1152.2411 | 1123.9846 | 863.0747 | 853.2465 | 918.5317 | 764.0743 | 823.2376 | 988.7275 | 901.4801 | 1164.6366 | 1168.2226 | 1323.7773 | 1146.4799 | 1118.3647 | 858.7593 | 848.9802 | 913.939 | 760.2539 | 819.1214 | 983.7839 | 896.9727 | 1158.8134 | 1162.3815 | 1317.1584 | 1140.7475 | 1112.7729 | 854.4655 | 844.7353 | 909.3693 | 756.4527 | 815.0258 | 978.865 | 892.4878 | 1153.0194 | 1156.5696 | 1310.5726 | 1135.0438 | 1107.209 | 850.1932 | 840.5117 | 904.8225 | 752.6704 | 810.9507 | 973.9706 | 888.0254 | 1147.2543 | 1150.7868 | 1304.0197 | 1129.3686 | 1101.673 | 845.9422 | 836.3091 | 900.2983 | 748.9071 | 806.8959 | 969.1008 | 883.5852 | 1141.518 | 1145.0328 | 1297.4996 | 1123.7217 | 1096.1646 | 841.7125 | 832.1276 | 895.7968 | 745.1625 | 798.827 | 959.4098 | 874.7494 | 1130.1028 | 1133.5825 | 1284.5246 | 1112.4845 | 1085.203 | 833.2954 | 823.8063 | 886.8389 | 737.7109 | 790.8387 | 949.8157 | 866.0019 | 1118.8018 | 1122.2467 | 1271.6794 | 1101.3596 | 1074.3509 | 824.9624 | 815.5682 | 877.9705 | 730.3338 | 782.9303 | 940.3175 | 857.3419 | 1107.6138 | 1111.0242 | 1258.9626 | 1090.3461 | 1063.6074 | 816.7128 | 807.4125 | 869.1908 | 723.0304 | 775.101 | 930.9144 | 848.7685 | 1096.5376 | 1099.914 | 1246.373 | 1079.4426 | 1052.9714 | 808.5456 | 799.3384 | 860.4989 | 715.8001 | 767.35 | 921.6052 | 840.2808 | 1085.5723 | 1088.9148 | 1233.9092 | 1068.6482 | 1042.4416 | 800.4602 | 791.345 | 851.8939 | 708.6421 | 759.6765 | 912.3892 | 831.878 | 1074.7165 | 1078.0257 | 1221.5701 | 1057.9617 | 1032.0172 | 792.4556 | 783.4316 | 843.375 | 701.5557 | 752.0797 | 903.2653 | 823.5592 | 1063.9694 | 1067.2454 | 1209.3544 | 1047.3821 | 1021.697 | 784.531 | 775.5973 | 834.9412 | 694.5402 | 744.5589 | 894.2326 | 815.3236 | 1053.3297 | 1056.573 | 1197.2609 | 1036.9082 | 1011.4801 | 776.6857 | 767.8413 | 826.5918 | 687.5948 | 737.1133 | 885.2903 | 807.1704 | 1042.7964 | 1046.0072 | 1185.2883 | 1026.5392 | 1001.3653 | 768.9189 | 760.1629 | 818.3259 | 680.7188 | 729.7422 | 876.4374 | 799.0987 | 1032.3684 | 1035.5472 | 1173.4354 | 1016.2738 | 991.3516 | 761.2297 | 752.5613 | 810.1426 | 673.9116 | 729.7422 | 876.4374 | 799.0987 | 1032.3684 | 1035.5472
Importación |  |  |  | 529.4754 | 713.3196 | 654.4453 | 966.6397 | 951.0176 | 1071.8971 | 904.9792 | 801.3774 | 571.5961 | 570.4736 | 638.861 | 463.0931 | 528.4164 | 711.8929 | 653.1364 | 964.7064 | 949.1156 | 1069.7533 | 903.1692 | 799.7747 | 570.4529 | 569.3327 | 637.5832 | 462.1669 | 527.888 | 711.181 | 652.4833 | 963.7417 | 948.1664 | 1068.6836 | 902.2661 | 798.9749 | 569.8825 | 568.7633 | 636.9456 | 461.7047 | 527.3601 | 710.4699 | 651.8308 | 962.778 | 947.2183 | 1067.6149 | 901.3638 | 798.1759 | 569.3126 | 568.1946 | 636.3087 | 461.243 | 526.8328 | 709.7594 | 651.179 | 961.8152 | 946.2711 | 1066.5473 | 900.4624 | 797.3777 | 568.7433 | 567.6264 | 635.6724 | 460.7818 | 524.1986 | 706.2106 | 647.9231 | 957.0061 | 941.5397 | 1061.2145 | 895.9601 | 793.3908 | 565.8996 | 564.7882 | 632.494 | 458.4779 | 521.5776 | 702.6795 | 644.6834 | 952.2211 | 936.832 | 1055.9084 | 891.4803 | 789.4239 | 563.0701 | 561.9643 | 629.3316 | 456.1855 | 518.9697 | 699.1661 | 641.46 | 947.46 | 932.1478 | 1050.6289 | 887.0229 | 785.4768 | 560.2547 | 559.1545 | 626.1849 | 453.9045 | 516.3749 | 695.6703 | 638.2527 | 942.7227 | 927.4871 | 1045.3758 | 882.5878 | 781.5494 | 557.4534 | 556.3587 | 623.054 | 451.635 | 513.793 | 692.192 | 635.0615 | 938.0091 | 922.8497 | 1040.1489 | 878.1749 | 777.6416 | 554.6662 | 553.5769 | 619.9387 | 449.3768 | 508.6551 | 685.27 | 628.7108 | 928.629 | 913.6212 | 1029.7474 | 869.3931 | 769.8652 | 549.1195 | 548.0411 | 613.7393 | 444.8831 | 503.5685 | 678.4173 | 622.4237 | 919.3427 | 904.485 | 1019.4499 | 860.6992 | 762.1666 | 543.6283 | 542.5607 | 607.6019 | 440.4342 | 498.5328 | 671.6332 | 616.1995 | 910.1493 | 895.4401 | 1009.2554 | 852.0922 | 754.5449 | 538.192 | 537.1351 | 601.5259 | 436.0299 | 493.5475 | 664.9168 | 610.0375 | 901.0478 | 886.4857 | 999.1629 | 843.5713 | 746.9995 | 532.8101 | 531.7638 | 595.5107 | 431.6696 | 488.612 | 658.2677 | 603.9371 | 892.0373 | 877.6209 | 989.1712 | 835.1356 | 739.5295 | 527.482 | 526.4461 | 589.5555 | 427.3529 | 483.7259 | 651.685 | 597.8978 | 883.1169 | 868.8446 | 979.2795 | 826.7842 | 732.1342 | 522.2072 | 521.1817 | 583.66 | 423.0794 | 478.8887 | 645.1681 | 591.9188 | 874.2858 | 860.1562 | 969.4867 | 818.5164 | 724.8128 | 516.9851 | 515.9699 | 577.8234 | 418.8486 | 474.0998 | 638.7165 | 585.9996 | 865.5429 | 851.5546 | 959.7919 | 810.3312 | 717.5647 | 511.8153 | 510.8102 | 572.0452 | 414.6601 | 469.3588 | 632.3293 | 580.1396 | 856.8875 | 843.0391 | 950.1939 | 802.2279 | 710.3891 | 506.6971 | 505.7021 | 566.3247 | 410.5135 | 464.6652 | 626.006 | 574.3382 | 848.3186 | 834.6087 | 940.692 | 794.2056 | 703.2852 | 501.6302 | 500.645 | 560.6615 | 406.4084 | 464.6652 | 626.006 | 574.3382 | 848.3186 | 834.6087
Total Excedentes |  |  |  | 1364.4089 | 1056.3584 | 942.2127 | 594.3194 | 691.7798 | 813.4757 | 824.6152 | 1231.2071 | 1277.1537 | 1221.7733 | 1127.7058 | 1456.1796 | 1361.6801 | 1054.2457 | 940.3283 | 593.1308 | 690.3963 | 811.8488 | 822.966 | 1228.7446 | 1274.5994 | 1219.3298 | 1125.4504 | 1453.2672 | 1360.3184 | 1053.1914 | 939.388 | 592.5376 | 689.7059 | 811.0369 | 822.143 | 1227.5159 | 1273.3248 | 1218.1104 | 1124.325 | 1451.814 | 1358.9581 | 1052.1382 | 938.4486 | 591.9451 | 689.0162 | 810.2259 | 821.3209 | 1226.2884 | 1272.0515 | 1216.8923 | 1123.2006 | 1450.3622 | 1357.5991 | 1051.0861 | 937.5101 | 591.3531 | 688.3271 | 809.4157 | 820.4996 | 1225.0621 | 1270.7794 | 1215.6754 | 1122.0774 | 1448.9118 | 1350.8112 | 1045.8307 | 932.8226 | 588.3964 | 684.8855 | 805.3686 | 816.3971 | 1218.9368 | 1264.4255 | 1209.5971 | 1116.4671 | 1441.6672 | 1344.0571 | 1040.6015 | 928.1585 | 585.4544 | 681.4611 | 801.3417 | 812.3151 | 1212.8421 | 1258.1034 | 1203.5491 | 1110.8847 | 1434.4589 | 1337.3368 | 1035.3985 | 923.5177 | 582.5271 | 678.0538 | 797.335 | 808.2535 | 1206.7779 | 1251.8129 | 1197.5313 | 1105.3303 | 1427.2866 | 1330.6501 | 1030.2215 | 918.9001 | 579.6145 | 674.6635 | 793.3484 | 804.2122 | 1200.744 | 1245.5538 | 1191.5437 | 1099.8036 | 1420.1502 | 1323.9969 | 1025.0704 | 914.3056 | 576.7164 | 671.2902 | 789.3816 | 800.1912 | 1194.7403 | 1239.326 | 1185.5859 | 1094.3046 | 1413.0494 | 1310.7569 | 1014.8197 | 905.1625 | 570.9493 | 664.5773 | 781.4878 | 792.1893 | 1182.7929 | 1226.9328 | 1173.7301 | 1083.3616 | 1398.9189 | 1297.6493 | 1004.6715 | 896.1109 | 565.2398 | 657.9315 | 773.6729 | 784.2674 | 1170.965 | 1214.6635 | 1161.9928 | 1072.528 | 1384.9297 | 1284.6728 | 994.6248 | 887.1498 | 559.5874 | 651.3522 | 765.9362 | 776.4247 | 1159.2553 | 1202.5168 | 1150.3729 | 1061.8027 | 1371.0804 | 1271.8261 | 984.6786 | 878.2783 | 553.9915 | 644.8387 | 758.2768 | 768.6605 | 1147.6628 | 1190.4916 | 1138.8691 | 1051.1847 | 1357.3696 | 1259.1079 | 974.8318 | 869.4955 | 548.4516 | 638.3903 | 750.6941 | 760.9739 | 1136.1861 | 1178.5867 | 1127.4804 | 1040.6728 | 1343.7959 | 1246.5168 | 965.0834 | 860.8006 | 542.9671 | 632.0064 | 743.1871 | 753.3641 | 1124.8243 | 1166.8009 | 1116.2056 | 1030.2661 | 1330.358 | 1234.0516 | 955.4326 | 852.1926 | 537.5374 | 625.6863 | 735.7553 | 745.8305 | 1113.576 | 1155.1329 | 1105.0436 | 1019.9634 | 1317.0544 | 1221.7111 | 945.8783 | 843.6706 | 532.162 | 619.4295 | 728.3977 | 738.3722 | 1102.4403 | 1143.5815 | 1093.9931 | 1009.7638 | 1303.8839 | 1209.494 | 936.4195 | 835.2339 | 526.8404 | 613.2352 | 721.1137 | 730.9885 | 1091.4159 | 1132.1457 | 1083.0532 | 999.6662 | 1290.845 | 1197.399 | 927.0553 | 826.8816 | 521.572 | 607.1028 | 713.9026 | 723.6786 | 1080.5017 | 1120.8243 | 1072.2227 | 989.6695 | 1277.9366 | 1197.399 | 927.0553 | 826.8816 | 521.572 | 607.1028
Excedentes T1 con crédito |  |  |  | 529.4754 | 713.3196 | 654.4453 | 594.3194 | 691.7798 | 813.4757 | 824.6152 | 801.3774 | 571.5961 | 570.4736 | 638.861 | 463.0931 | 529.4754 | 713.3196 | 654.4453 | 594.3194 | 691.7798 | 813.4757 | 824.6152 | 801.3774 | 571.5961 | 570.4736 | 638.861 | 463.0931 | 529.4754 | 713.3196 | 654.4453 | 594.3194 | 691.7798 | 813.4757 | 824.6152 | 801.3774 | 571.5961 | 570.4736 | 638.861 | 463.0931 | 529.4754 | 713.3196 | 654.4453 | 594.3194 | 691.7798 | 813.4757 | 824.6152 | 801.3774 | 571.5961 | 570.4736 | 638.861 | 463.0931 | 529.4754 | 713.3196 | 654.4453 | 594.3194 | 691.7798 | 813.4757 | 824.6152 | 801.3774 | 571.5961 | 570.4736 | 638.861 | 463.0931 | 529.4754 | 713.3196 | 654.4453 | 594.3194 | 691.7798 | 813.4757 | 824.6152 | 801.3774 | 571.5961 | 570.4736 | 638.861 | 463.0931 | 529.4754 | 713.3196 | 654.4453 | 594.3194 | 691.7798 | 813.4757 | 824.6152 | 801.3774 | 571.5961 | 570.4736 | 638.861 | 463.0931 | 529.4754 | 713.3196 | 654.4453 | 594.3194 | 691.7798 | 813.4757 | 824.6152 | 801.3774 | 571.5961 | 570.4736 | 638.861 | 463.0931 | 529.4754 | 713.3196 | 654.4453 | 594.3194 | 691.7798 | 813.4757 | 824.6152 | 801.3774 | 571.5961 | 570.4736 | 638.861 | 463.0931 | 529.4754 | 713.3196 | 654.4453 | 594.3194 | 691.7798 | 813.4757 | 824.6152 | 801.3774 | 571.5961 | 570.4736 | 638.861 | 463.0931 | 529.4754 | 713.3196 | 654.4453 | 594.3194 | 691.7798 | 813.4757 | 824.6152 | 801.3774 | 571.5961 | 570.4736 | 638.861 | 463.0931 | 529.4754 | 713.3196 | 654.4453 | 594.3194 | 691.7798 | 813.4757 | 824.6152 | 801.3774 | 571.5961 | 570.4736 | 638.861 | 463.0931 | 529.4754 | 713.3196 | 654.4453 | 594.3194 | 691.7798 | 813.4757 | 824.6152 | 801.3774 | 571.5961 | 570.4736 | 638.861 | 463.0931 | 529.4754 | 713.3196 | 654.4453 | 594.3194 | 691.7798 | 813.4757 | 824.6152 | 801.3774 | 571.5961 | 570.4736 | 638.861 | 463.0931 | 529.4754 | 713.3196 | 654.4453 | 594.3194 | 691.7798 | 813.4757 | 824.6152 | 801.3774 | 571.5961 | 570.4736 | 638.861 | 463.0931 | 529.4754 | 713.3196 | 654.4453 | 594.3194 | 691.7798 | 813.4757 | 824.6152 | 801.3774 | 571.5961 | 570.4736 | 638.861 | 463.0931 | 529.4754 | 713.3196 | 654.4453 | 594.3194 | 691.7798 | 813.4757 | 824.6152 | 801.3774 | 571.5961 | 570.4736 | 638.861 | 463.0931 | 529.4754 | 713.3196 | 654.4453 | 594.3194 | 691.7798 | 813.4757 | 824.6152 | 801.3774 | 571.5961 | 570.4736 | 638.861 | 463.0931 | 529.4754 | 713.3196 | 654.4453 | 594.3194 | 691.7798 | 813.4757 | 824.6152 | 801.3774 | 571.5961 | 570.4736 | 638.861 | 463.0931 | 529.4754 | 713.3196 | 654.4453 | 594.3194 | 691.7798 | 813.4757 | 824.6152 | 801.3774 | 571.5961 | 570.4736 | 638.861 | 463.0931 | 529.4754 | 713.3196 | 654.4453 | 594.3194 | 691.7798
Importación sin crédito |  |  |  | 0 | 0 | 0 | 372.3203 | 259.2378 | 258.4214 | 80.364 | 0 | 0 | 0 | 0 | 0 | 0 | 0 | 0 | 372.3203 | 259.2378 | 258.4214 | 80.364 | 0 | 0 | 0 | 0 | 0 | 0 | 0 | 0 | 372.3203 | 259.2378 | 258.4214 | 80.364 | 0 | 0 | 0 | 0 | 0 | 0 | 0 | 0 | 372.3203 | 259.2378 | 258.4214 | 80.364 | 0 | 0 | 0 | 0 | 0 | 0 | 0 | 0 | 372.3203 | 259.2378 | 258.4214 | 80.364 | 0 | 0 | 0 | 0 | 0 | 0 | 0 | 0 | 372.3203 | 259.2378 | 258.4214 | 80.364 | 0 | 0 | 0 | 0 | 0 | 0 | 0 | 0 | 372.3203 | 259.2378 | 258.4214 | 80.364 | 0 | 0 | 0 | 0 | 0 | 0 | 0 | 0 | 372.3203 | 259.2378 | 258.4214 | 80.364 | 0 | 0 | 0 | 0 | 0 | 0 | 0 | 0 | 372.3203 | 259.2378 | 258.4214 | 80.364 | 0 | 0 | 0 | 0 | 0 | 0 | 0 | 0 | 372.3203 | 259.2378 | 258.4214 | 80.364 | 0 | 0 | 0 | 0 | 0 | 0 | 0 | 0 | 372.3203 | 259.2378 | 258.4214 | 80.364 | 0 | 0 | 0 | 0 | 0 | 0 | 0 | 0 | 372.3203 | 259.2378 | 258.4214 | 80.364 | 0 | 0 | 0 | 0 | 0 | 0 | 0 | 0 | 372.3203 | 259.2378 | 258.4214 | 80.364 | 0 | 0 | 0 | 0 | 0 | 0 | 0 | 0 | 372.3203 | 259.2378 | 258.4214 | 80.364 | 0 | 0 | 0 | 0 | 0 | 0 | 0 | 0 | 372.3203 | 259.2378 | 258.4214 | 80.364 | 0 | 0 | 0 | 0 | 0 | 0 | 0 | 0 | 372.3203 | 259.2378 | 258.4214 | 80.364 | 0 | 0 | 0 | 0 | 0 | 0 | 0 | 0 | 372.3203 | 259.2378 | 258.4214 | 80.364 | 0 | 0 | 0 | 0 | 0 | 0 | 0 | 0 | 372.3203 | 259.2378 | 258.4214 | 80.364 | 0 | 0 | 0 | 0 | 0 | 0 | 0 | 0 | 372.3203 | 259.2378 | 258.4214 | 80.364 | 0 | 0 | 0 | 0 | 0 | 0 | 0 | 0 | 372.3203 | 259.2378 | 258.4214 | 80.364 | 0 | 0 | 0 | 0 | 0 | 0 | 0 | 0 | 372.3203 | 259.2378
Excedentes tipo 2 |  |  |  | -834.9335 | -343.0388 | -287.7674 | 0 | 0 | 0 | 0 | -429.8296 | -705.5576 | -651.2997 | -488.8449 | -993.0865 | -834.9335 | -343.0388 | -287.7674 | 0 | 0 | 0 | 0 | -429.8296 | -705.5576 | -651.2997 | -488.8449 | -993.0865 | -834.9335 | -343.0388 | -287.7674 | 0 | 0 | 0 | 0 | -429.8296 | -705.5576 | -651.2997 | -488.8449 | -993.0865 | -834.9335 | -343.0388 | -287.7674 | 0 | 0 | 0 | 0 | -429.8296 | -705.5576 | -651.2997 | -488.8449 | -993.0865 | -834.9335 | -343.0388 | -287.7674 | 0 | 0 | 0 | 0 | -429.8296 | -705.5576 | -651.2997 | -488.8449 | -993.0865 | -834.9335 | -343.0388 | -287.7674 | 0 | 0 | 0 | 0 | -429.8296 | -705.5576 | -651.2997 | -488.8449 | -993.0865 | -834.9335 | -343.0388 | -287.7674 | 0 | 0 | 0 | 0 | -429.8296 | -705.5576 | -651.2997 | -488.8449 | -993.0865 | -834.9335 | -343.0388 | -287.7674 | 0 | 0 | 0 | 0 | -429.8296 | -705.5576 | -651.2997 | -488.8449 | -993.0865 | -834.9335 | -343.0388 | -287.7674 | 0 | 0 | 0 | 0 | -429.8296 | -705.5576 | -651.2997 | -488.8449 | -993.0865 | -834.9335 | -343.0388 | -287.7674 | 0 | 0 | 0 | 0 | -429.8296 | -705.5576 | -651.2997 | -488.8449 | -993.0865 | -834.9335 | -343.0388 | -287.7674 | 0 | 0 | 0 | 0 | -429.8296 | -705.5576 | -651.2997 | -488.8449 | -993.0865 | -834.9335 | -343.0388 | -287.7674 | 0 | 0 | 0 | 0 | -429.8296 | -705.5576 | -651.2997 | -488.8449 | -993.0865 | -834.9335 | -343.0388 | -287.7674 | 0 | 0 | 0 | 0 | -429.8296 | -705.5576 | -651.2997 | -488.8449 | -993.0865 | -834.9335 | -343.0388 | -287.7674 | 0 | 0 | 0 | 0 | -429.8296 | -705.5576 | -651.2997 | -488.8449 | -993.0865 | -834.9335 | -343.0388 | -287.7674 | 0 | 0 | 0 | 0 | -429.8296 | -705.5576 | -651.2997 | -488.8449 | -993.0865 | -834.9335 | -343.0388 | -287.7674 | 0 | 0 | 0 | 0 | -429.8296 | -705.5576 | -651.2997 | -488.8449 | -993.0865 | -834.9335 | -343.0388 | -287.7674 | 0 | 0 | 0 | 0 | -429.8296 | -705.5576 | -651.2997 | -488.8449 | -993.0865 | -834.9335 | -343.0388 | -287.7674 | 0 | 0 | 0 | 0 | -429.8296 | -705.5576 | -651.2997 | -488.8449 | -993.0865 | -834.9335 | -343.0388 | -287.7674 | 0 | 0 | 0 | 0 | -429.8296 | -705.5576 | -651.2997 | -488.8449 | -993.0865 | -834.9335 | -343.0388 | -287.7674 | 0 | 0 | 0 | 0 | -429.8296 | -705.5576 | -651.2997 | -488.8449 | -993.0865 | -834.9335 | -343.0388 | -287.7674 | 0 | 0
IPC | 3%
|  |  |  | 2024 | 2024 | 2024 | 2024 | 2024 | 2025 | 2025 | 2025 | 2025 | 2025 | 2025 | 2025 | 2025 | 2025 | 2025 | 2025 | 2025 | 2026 | 2026 | 2026 | 2026 | 2026 | 2026 | 2026 | 2026 | 2026 | 2026 | 2026 | 2026 | 2027 | 2027 | 2027 | 2027 | 2027 | 2027 | 2027 | 2027 | 2027 | 2027 | 2027 | 2027 | 2028 | 2028 | 2028 | 2028 | 2028 | 2028 | 2028 | 2028 | 2028 | 2028 | 2028 | 2028 | 2029 | 2029 | 2029 | 2029 | 2029 | 2029 | 2029 | 2029 | 2029 | 2029 | 2029 | 2029 | 2030 | 2030 | 2030 | 2030 | 2030 | 2030 | 2030 | 2030 | 2030 | 2030 | 2030 | 2030 | 2031 | 2031 | 2031 | 2031 | 2031 | 2031 | 2031 | 2031 | 2031 | 2031 | 2031 | 2031 | 2032 | 2032 | 2032 | 2032 | 2032 | 2032 | 2032 | 2032 | 2032 | 2032 | 2032 | 2032 | 2033 | 2033 | 2033 | 2033 | 2033 | 2033 | 2033 | 2033 | 2033 | 2033 | 2033 | 2033 | 2034 | 2034 | 2034 | 2034 | 2034 | 2034 | 2034 | 2034 | 2034 | 2034 | 2034 | 2034 | 2035 | 2035 | 2035 | 2035 | 2035 | 2035 | 2035 | 2035 | 2035 | 2035 | 2035 | 2035 | 2036 | 2036 | 2036 | 2036 | 2036 | 2036 | 2036 | 2036 | 2036 | 2036 | 2036 | 2036 | 2037 | 2037 | 2037 | 2037 | 2037 | 2037 | 2037 | 2037 | 2037 | 2037 | 2037 | 2037 | 2038 | 2038 | 2038 | 2038 | 2038 | 2038 | 2038 | 2038 | 2038 | 2038 | 2038 | 2038 | 2039 | 2039 | 2039 | 2039 | 2039 | 2039 | 2039 | 2039 | 2039 | 2039 | 2039 | 2039 | 2040 | 2040 | 2040 | 2040 | 2040 | 2040 | 2040 | 2040 | 2040 | 2040 | 2040 | 2040 | 2041 | 2041 | 2041 | 2041 | 2041 | 2041 | 2041 | 2041 | 2041 | 2041 | 2041 | 2041 | 2042 | 2042 | 2042 | 2042 | 2042 | 2042 | 2042 | 2042 | 2042 | 2042 | 2042 | 2042 | 2043 | 2043 | 2043 | 2043 | 2043 | 2043 | 2043 | 2043 | 2043 | 2043 | 2043 | 2043 | 2044 | 2044 | 2044 | 2044 | 2044 | 2044 | 2044 | 2044 | 2044 | 2044 | 2044 | 2044
Costos para el cliente CP | Total | Capital Propio | Pareto | time axis 2024-08-01 to 2044-12-01
Amortización | 89057038.0362 | 49414068.9428 | 147.7% | [27 empty] | 1507151.3898 | 1506653.3936 | 1506145.0225 | 1505626.0603 | 1505096.2864 | 1504555.4756 | 1504003.3978 | 1503439.8185 | 1502864.4979 | 1502277.1914 | 1501677.6494 | 1501065.617 | 1500440.8338 | 1499803.0344 | 1499151.9475 | 1498487.2962 | 1497808.7981 | 1497116.1646 | 1496409.1012 | 1495687.3073 | 1494950.4761 | 1494198.2942 | 1493430.4418 | 1492646.5925 | 1491846.4131 | 1491029.5632 | 1490195.6956 | 1489344.4558 | 1488475.4818 | 1487588.4042 | 1486682.8458 | 1485758.4216 | 1484814.7386 | 1483851.3955 | 1482867.9827 | 1481864.0822 | 1480839.2671 | 1479793.1017 | 1478725.1412 | 1477634.9315 | 1476522.0091 | 1475385.9008 | 1474226.1236 | 1473042.1843 | 1471833.5797 | 1470599.7958 | 1469340.308 | 1468054.581 | 1466742.0679 | 1465402.2109 | 1464034.4401 | 1462638.1741 | 1461212.8193 | 1459757.7695 | 1458272.4063 | 1456756.0979 | 1455208.1998 | 1453628.0538 | 1452014.9881 | 1450368.3169 | 0 | 0 | 0 | 0 | 0 | 0 | 0 | 0 | 0 | 0 | 0 | 0 | 0 | 0 | 0 | 0 | 0 | 0 | 0 | 0 | 0 | 0 | 0 | 0 | 0 | 0 | 0 | 0 | 0 | 0 | 0 | 0 | 0 | 0 | 0 | 0 | 0 | 0 | 0 | 0 | 0 | 0 | 0 | 0 | 0 | 0 | 0 | 0 | 0 | 0 | 0 | 0 | 0 | 0 | 0 | 0 | 0 | 0 | 0 | 0 | 0 | 0 | 0 | 0 | 0 | 0 | 0 | 0 | 0 | 0 | 0 | 0 | 0 | 0 | 0 | 0 | 0 | 0 | 0 | 0 | 0 | 0 | 0 | 0 | 0 | 0 | 0 | 0 | 0 | 0 | 0 | 0 | 0 | 0 | 0 | 0 | 0 | 0 | 0 | 0 | 0 | 0 | 0 | 0 | 0 | 0 | 0 | 0 | 0 | 0 | 0 | 0 | 0 | 0 | 0 | 0 | 0 | 0 | 0 | 0 | 0 | 0 | 0 | 0 | 0 | 0 | 0 | 0 | 0 | 0 | 0 | 0 | 0 | 0 | 0 | 0 | 0 | 0 | 0 | 0 | 0 | 0 | 0 | 0 | 0 | 0 | 0 | 0 | 0 | 0 | 0 | 0 | 0 | 0 | 0 | 0 | 0 | 0
Capital | [30 empty] | 420908.5472 | 429677.4753 | 438629.0894 | 447767.1954 | 457095.6786 | 466618.5053 | 476339.7241 | 486263.4684 | 496393.9573 | 506735.4981 | 517292.4876 | 528069.4145 | 539070.8606 | 550301.5035 | 561766.1182 | 573469.579 | 585416.8619 | 597613.0465 | 610063.3183 | 622772.9708 | 635747.4077 | 648992.1453 | 662512.815 | 676315.1653 | 690405.0646 | 704788.5035 | 719471.5973 | 734460.5889 | 749761.8512 | 765381.8897 | 781327.3458 | 797604.9988 | 814221.7696 | 831184.7231 | 848501.0715 | 866178.1772 | 884223.5559 | 902644.88 | 921449.9816 | 940646.8563 | 960243.6658 | 980248.7421 | 1000670.5909 | 1021517.8949 | 1042799.5177 | 1064524.5077 | 1086702.1016 | 1109341.7287 | 1132453.0147 | 1156045.7858 | 1180130.073 | 1204716.1162 | 1229814.3687 | 1255435.5013 | 1281590.4076 | 1308290.2078 | 1335546.2538 | 1363370.1341 | 1391773.6785 | 1420768.9635 | 0 | 0 | 0 | 0 | 0 | 0 | 0 | 0 | 0 | 0 | 0 | 0 | 0 | 0 | 0 | 0 | 0 | 0 | 0 | 0 | 0 | 0 | 0 | 0 | 0 | 0 | 0 | 0 | 0 | 0 | 0 | 0 | 0 | 0 | 0 | 0 | 0 | 0 | 0 | 0 | 0 | 0 | 0 | 0 | 0 | 0 | 0 | 0 | 0 | 0 | 0 | 0 | 0 | 0 | 0 | 0 | 0 | 0 | 0 | 0 | 0 | 0 | 0 | 0 | 0 | 0 | 0 | 0 | 0 | 0 | 0 | 0 | 0 | 0 | 0 | 0 | 0 | 0 | 0 | 0 | 0 | 0 | 0 | 0 | 0 | 0 | 0 | 0 | 0 | 0 | 0 | 0 | 0 | 0 | 0 | 0 | 0 | 0 | 0 | 0 | 0 | 0 | 0 | 0 | 0 | 0 | 0 | 0 | 0 | 0 | 0 | 0 | 0 | 0 | 0 | 0 | 0 | 0 | 0 | 0 | 0 | 0 | 0 | 0 | 0 | 0 | 0 | 0 | 0 | 0 | 0 | 0 | 0 | 0 | 0 | 0 | 0 | 0 | 0 | 0 | 0 | 0 | 0 | 0 | 0 | 0 | 0 | 0 | 0 | 0 | 0 | 0 | 0 | 0 | 0 | 0 | 0 | 0
Interéses | [30 empty] | 1029459.7696 | 1020690.8416 | 1011739.2275 | 1002601.1215 | 993272.6382 | 983749.8116 | 974028.5927 | 964104.8485 | 953974.3596 | 943632.8188 | 933075.8292 | 922298.9024 | 911297.4563 | 900066.8133 | 888602.1987 | 876898.7379 | 864951.455 | 852755.2704 | 840304.9986 | 827595.3461 | 814620.9092 | 801376.1716 | 787855.5019 | 774053.1516 | 759963.2523 | 745579.8134 | 730896.7196 | 715907.728 | 700606.4657 | 684986.4272 | 669040.9711 | 652763.3181 | 636146.5473 | 619183.5937 | 601867.2454 | 584190.1397 | 566144.761 | 547723.4369 | 528918.3353 | 509721.4606 | 490124.6511 | 470119.5748 | 449697.726 | 428850.422 | 407568.7992 | 385843.8092 | 363666.2153 | 341026.5882 | 317915.3022 | 294322.531 | 270238.2438 | 245652.2007 | 220553.9482 | 194932.8156 | 168777.9093 | 142078.1091 | 114822.0631 | 86998.1828 | 58594.6384 | 29599.3534 | 0 | 0 | 0 | 0 | 0 | 0 | 0 | 0 | 0 | 0 | 0 | 0 | 0 | 0 | 0 | 0 | 0 | 0 | 0 | 0 | 0 | 0 | 0 | 0 | 0 | 0 | 0 | 0 | 0 | 0 | 0 | 0 | 0 | 0 | 0 | 0 | 0 | 0 | 0 | 0 | 0 | 0 | 0 | 0 | 0 | 0 | 0 | 0 | 0 | 0 | 0 | 0 | 0 | 0 | 0 | 0 | 0 | 0 | 0 | 0 | 0 | 0 | 0 | 0 | 0 | 0 | 0 | 0 | 0 | 0 | 0 | 0 | 0 | 0 | 0 | 0 | 0 | 0 | 0 | 0 | 0 | 0 | 0 | 0 | 0 | 0 | 0 | 0 | 0 | 0 | 0 | 0 | 0 | 0 | 0 | 0 | 0 | 0 | 0 | 0 | 0 | 0 | 0 | 0 | 0 | 0 | 0 | 0 | 0 | 0 | 0 | 0 | 0 | 0 | 0 | 0 | 0 | 0 | 0 | 0 | 0 | 0 | 0 | 0 | 0 | 0 | 0 | 0 | 0 | 0 | 0 | 0 | 0 | 0 | 0 | 0 | 0 | 0 | 0 | 0 | 0 | 0 | 0 | 0 | 0 | 0 | 0 | 0 | 0 | 0 | 0 | 0 | 0 | 0 | 0 | 0 | 0 | 0
Seguros | [30 empty] | 56783.0729 | 56285.0767 | 55776.7056 | 55257.7434 | 54727.9695 | 54187.1587 | 53635.0809 | 53071.5016 | 52496.181 | 51908.8745 | 51309.3325 | 50697.3001 | 50072.517 | 49434.7175 | 48783.6306 | 48118.9793 | 47440.4812 | 46747.8477 | 46040.7843 | 45318.9904 | 44582.1592 | 43829.9773 | 43062.1249 | 42278.2757 | 41478.0962 | 40661.2463 | 39827.3787 | 38976.1389 | 38107.1649 | 37220.0873 | 36314.5289 | 35390.1047 | 34446.4217 | 33483.0786 | 32499.6659 | 31495.7653 | 30470.9502 | 29424.7848 | 28356.8243 | 27266.6146 | 26153.6922 | 25017.5839 | 23857.8067 | 22673.8674 | 21465.2628 | 20231.4789 | 18971.9912 | 17686.2641 | 16373.751 | 15033.894 | 13666.1232 | 12269.8572 | 10844.5024 | 9389.4526 | 7904.0894 | 6387.781 | 4839.8829 | 3259.7369 | 1646.6712 | 5.5265e-10 | 0 | 0 | 0 | 0 | 0 | 0 | 0 | 0 | 0 | 0 | 0 | 0 | 0 | 0 | 0 | 0 | 0 | 0 | 0 | 0 | 0 | 0 | 0 | 0 | 0 | 0 | 0 | 0 | 0 | 0 | 0 | 0 | 0 | 0 | 0 | 0 | 0 | 0 | 0 | 0 | 0 | 0 | 0 | 0 | 0 | 0 | 0 | 0 | 0 | 0 | 0 | 0 | 0 | 0 | 0 | 0 | 0 | 0 | 0 | 0 | 0 | 0 | 0 | 0 | 0 | 0 | 0 | 0 | 0 | 0 | 0 | 0 | 0 | 0 | 0 | 0 | 0 | 0 | 0 | 0 | 0 | 0 | 0 | 0 | 0 | 0 | 0 | 0 | 0 | 0 | 0 | 0 | 0 | 0 | 0 | 0 | 0 | 0 | 0 | 0 | 0 | 0 | 0 | 0 | 0 | 0 | 0 | 0 | 0 | 0 | 0 | 0 | 0 | 0 | 0 | 0 | 0 | 0 | 0 | 0 | 0 | 0 | 0 | 0 | 0 | 0 | 0 | 0 | 0 | 0 | 0 | 0 | 0 | 0 | 0 | 0 | 0 | 0 | 0 | 0 | 0 | 0 | 0 | 0 | 0 | 0 | 0 | 0 | 0 | 0 | 0 | 0 | 0 | 0 | 0 | 0 | 0 | 0
Mantenimiento | 3290000 | 3290000 | 5.457% | [29 empty] | 200000 |  |  | 206000 |  |  | 206000 | 0 | 0 | 206000 | 0 | 0 | 206000 | 0 | 0 | 206000 | 0 | 0 | 206000 | 0 | 0 | 206000 | 0 | 0 | 206000 | 0 | 0 | 206000 | 0 | 0 | 206000 | 0 | 0 | 206000 | 0 | 0 | 206000 | 0 | 0 | 206000 | 0 | 0 | 206000 | 0 | 0 | 206000 | 0 | 0 | 206000 | 0 | 0 | 206000 | 0 | 0 | 206000 | 0 | 0 | 206000 | 0 | 0 | 206000 | 0 | 0 | 206000 | 0 | 0 | 206000 | 0 | 0 | 206000 | 0 | 0 | 206000 | 0 | 0 | 206000 | 0 | 0 | 206000 | 0 | 0 | 206000 | 0 | 0 | 206000 | 0 | 0 | 206000 | 0 | 0 | 206000 | 0 | 0 | 206000 | 0 | 0 | 206000 | 0 | 0 | 206000 | 0 | 0 | 206000 | 0 | 0 | 206000 | 0 | 0 | 206000 | 0 | 0 | 206000 | 0 | 0 | 206000 | 0 | 0 | 206000 | 0 | 0 | 206000 | 0 | 0 | 206000 | 0 | 0 | 206000 | 0 | 0 | 206000 | 0 | 0 | 206000 | 0 | 0 | 206000 | 0 | 0 | 206000 | 0 | 0 | 206000 | 0 | 0 | 206000 | 0 | 0 | 206000 | 0 | 0 | 206000 | 0 | 0 | 206000 | 0 | 0 | 206000 | 0 | 0 | 206000 | 0 | 0 | 206000 | 0 | 0 | 206000 | 0 | 0 | 206000 | 0 | 0 | 206000 | 0 | 0 | 206000 | 0 | 0 | 206000 | 0 | 0 | 206000 | 0 | 0 | 206000 | 0 | 0 | 206000 | 0 | 0 | 206000 | 0 | 0 | 206000 | 0 | 0 | 206000 | 0 | 0 | 206000 | 0 | 0 | 206000 | 0 | 0 | 206000 | 0 | 0 | 206000 | 0 | 0 | 206000 | 0 | 0 | 206000 | 0 | 0
Reposición | 0 | 0 | 0% | [65 empty] | 0 | 0 | 0 | 0 | 0 | 61767.5862 | 61767.5862 | 61767.5862 | 61767.5862 | 61767.5862 | 61767.5862 | 61767.5862 | 63620.6138 | 63620.6138 | 63620.6138 | 63620.6138 | 63620.6138 | 63620.6138 | 63620.6138 | 63620.6138 | 63620.6138 | 63620.6138 | 63620.6138 | 63620.6138 | 65529.2322 | 65529.2322 | 65529.2322 | 65529.2322 | 65529.2322 | 65529.2322 | 65529.2322 | 65529.2322 | 65529.2322 | 65529.2322 | 65529.2322 | 65529.2322 | 67495.1091 | 67495.1091 | 67495.1091 | 67495.1091 | 67495.1091 | 67495.1091 | 67495.1091 | 67495.1091 | 67495.1091 | 67495.1091 | 67495.1091 | 67495.1091 | 69519.9624 | 69519.9624 | 69519.9624 | 69519.9624 | 69519.9624 | 69519.9624 | 69519.9624 | 69519.9624 | 69519.9624 | 69519.9624 | 69519.9624 | 69519.9624 | 71605.5613 | 71605.5613 | 71605.5613 | 71605.5613 | 71605.5613 | 71605.5613 | 71605.5613 | 71605.5613 | 71605.5613 | 71605.5613 | 71605.5613 | 71605.5613 | 73753.7281 | 73753.7281 | 73753.7281 | 73753.7281 | 73753.7281 | 73753.7281 | 73753.7281 | 73753.7281 | 73753.7281 | 73753.7281 | 73753.7281 | 73753.7281 | 75966.34 | 75966.34 | 75966.34 | 75966.34 | 75966.34 | 75966.34 | 75966.34 | 75966.34 | 75966.34 | 75966.34 | 75966.34 | 75966.34 | 78245.3302 | 78245.3302 | 78245.3302 | 78245.3302 | 78245.3302 | 78245.3302 | 78245.3302 | 78245.3302 | 78245.3302 | 78245.3302 | 78245.3302 | 78245.3302 | 80592.6901 | 80592.6901 | 80592.6901 | 80592.6901 | 80592.6901 | 80592.6901 | 80592.6901 | 80592.6901 | 80592.6901 | 80592.6901 | 80592.6901 | 80592.6901 | 83010.4708 | 83010.4708 | 83010.4708 | 83010.4708 | 83010.4708 | 83010.4708 | 83010.4708 | 83010.4708 | 83010.4708 | 83010.4708 | 83010.4708 | 83010.4708 | 85500.7849 | 85500.7849 | 85500.7849 | 85500.7849 | 85500.7849 | 85500.7849 | 85500.7849 | 85500.7849 | 85500.7849 | 85500.7849 | 85500.7849 | 85500.7849 | 88065.8084 | 88065.8084 | 88065.8084 | 88065.8084 | 88065.8084 | 88065.8084 | 88065.8084 | 88065.8084 | 88065.8084 | 88065.8084 | 88065.8084 | 88065.8084 | 90707.7827 | 90707.7827 | 90707.7827 | 90707.7827 | 90707.7827 | 90707.7827 | 90707.7827 | 90707.7827 | 90707.7827 | 90707.7827 | 90707.7827 | 90707.7827 | 93429.0162 | 93429.0162 | 93429.0162 | 93429.0162 | 93429.0162 | 93429.0162 | 93429.0162 | 93429.0162 | 93429.0162 | 93429.0162 | 93429.0162 | 93429.0162
Operación | 1342740.743 | 1342740.743 | 2.227% | [27 empty] | 25000 | 25000 | 25750 | 25750 | 25750 | 25750 | 25750 | 25750 | 25750 | 25750 | 25750 | 25750 | 25750 | 25750 | 26522.5 | 26522.5 | 26522.5 | 26522.5 | 26522.5 | 26522.5 | 26522.5 | 26522.5 | 26522.5 | 26522.5 | 26522.5 | 26522.5 | 27318.175 | 27318.175 | 27318.175 | 27318.175 | 27318.175 | 27318.175 | 27318.175 | 27318.175 | 27318.175 | 27318.175 | 27318.175 | 27318.175 | 28137.7202 | 28137.7202 | 28137.7202 | 28137.7202 | 28137.7202 | 28137.7202 | 28137.7202 | 28137.7202 | 28137.7202 | 28137.7202 | 28137.7202 | 28137.7202 | 28981.8519 | 28981.8519 | 28981.8519 | 28981.8519 | 28981.8519 | 28981.8519 | 28981.8519 | 28981.8519 | 28981.8519 | 28981.8519 | 28981.8519 | 28981.8519 | 29851.3074 | 29851.3074 | 29851.3074 | 29851.3074 | 29851.3074 | 29851.3074 | 29851.3074 | 29851.3074 | 29851.3074 | 29851.3074 | 29851.3074 | 29851.3074 | 30746.8466 | 30746.8466 | 30746.8466 | 30746.8466 | 30746.8466 | 30746.8466 | 30746.8466 | 30746.8466 | 30746.8466 | 30746.8466 | 30746.8466 | 30746.8466 | 31669.252 | 31669.252 | 31669.252 | 31669.252 | 31669.252 | 31669.252 | 31669.252 | 31669.252 | 31669.252 | 31669.252 | 31669.252 | 31669.252 | 32619.3296 | 32619.3296 | 32619.3296 | 32619.3296 | 32619.3296 | 32619.3296 | 32619.3296 | 32619.3296 | 32619.3296 | 32619.3296 | 32619.3296 | 32619.3296 | 33597.9095 | 33597.9095 | 33597.9095 | 33597.9095 | 33597.9095 | 33597.9095 | 33597.9095 | 33597.9095 | 33597.9095 | 33597.9095 | 33597.9095 | 33597.9095 | 34605.8468 | 34605.8468 | 34605.8468 | 34605.8468 | 34605.8468 | 34605.8468 | 34605.8468 | 34605.8468 | 34605.8468 | 34605.8468 | 34605.8468 | 34605.8468 | 35644.0222 | 35644.0222 | 35644.0222 | 35644.0222 | 35644.0222 | 35644.0222 | 35644.0222 | 35644.0222 | 35644.0222 | 35644.0222 | 35644.0222 | 35644.0222 | 36713.3428 | 36713.3428 | 36713.3428 | 36713.3428 | 36713.3428 | 36713.3428 | 36713.3428 | 36713.3428 | 36713.3428 | 36713.3428 | 36713.3428 | 36713.3428 | 37814.7431 | 37814.7431 | 37814.7431 | 37814.7431 | 37814.7431 | 37814.7431 | 37814.7431 | 37814.7431 | 37814.7431 | 37814.7431 | 37814.7431 | 37814.7431 | 38949.1854 | 38949.1854 | 38949.1854 | 38949.1854 | 38949.1854 | 38949.1854 | 38949.1854 | 38949.1854 | 38949.1854 | 38949.1854 | 38949.1854 | 38949.1854 | 40117.661 | 40117.661 | 40117.661 | 40117.661 | 40117.661 | 40117.661 | 40117.661 | 40117.661 | 40117.661 | 40117.661 | 40117.661 | 40117.661 | 41321.1908 | 41321.1908 | 41321.1908 | 41321.1908 | 41321.1908 | 41321.1908 | 41321.1908 | 41321.1908 | 41321.1908 | 41321.1908 | 41321.1908 | 41321.1908 | 42560.8265 | 42560.8265 | 42560.8265 | 42560.8265 | 42560.8265 | 42560.8265 | 42560.8265 | 43837.6513 | 45152.7809 | 45152.7809 | 45152.7809 | 45152.7809
Total | 60286726.0367 | 54046809.6858 |  | 0 | 0 | 0 | 0 | 0 | 0 | 0 | [20 empty] | 1532151.3898 | 1531653.3936 | 1731895.0225 | 1531376.0603 | 1530846.2864 | 1736305.4756 | 1529753.3978 | 1529189.8185 | 1734614.4979 | 1528027.1914 | 1527427.6494 | 1732815.617 | 1526190.8338 | 1525553.0344 | 1731674.4475 | 1525009.7962 | 1524331.2981 | 1729638.6646 | 1522931.6012 | 1522209.8073 | 1727472.9761 | 1520720.7942 | 1519952.9418 | 1725169.0925 | 1518368.9131 | 1517552.0632 | 1723513.8706 | 1516662.6308 | 1515793.6568 | 1720906.5792 | 1514001.0208 | 1513076.5966 | 1718132.9136 | 1511169.5705 | 1510186.1577 | 1715182.2572 | 1508157.4421 | 1507111.2767 | 1712862.8614 | 1505772.6517 | 1504659.7293 | 1709523.621 | 1502363.8438 | 1562947.4908 | 1767738.8861 | 1560505.1022 | 1559245.6145 | 1763959.8874 | 1556647.3744 | 1555307.5173 | 1762636.9057 | 1555240.6398 | 1553815.2849 | 1758360.2352 | 1550874.8719 | 1549358.5635 | 1753810.6654 | 1546230.5194 | 1544617.4537 | 1748970.7825 | 92602.4656 | 92602.4656 | 301380.5396 | 95380.5396 | 95380.5396 | 301380.5396 | 95380.5396 | 95380.5396 | 301380.5396 | 95380.5396 | 95380.5396 | 301380.5396 | 95380.5396 | 95380.5396 | 304241.9558 | 98241.9558 | 98241.9558 | 304241.9558 | 98241.9558 | 98241.9558 | 304241.9558 | 98241.9558 | 98241.9558 | 304241.9558 | 98241.9558 | 98241.9558 | 307189.2145 | 101189.2145 | 101189.2145 | 307189.2145 | 101189.2145 | 101189.2145 | 307189.2145 | 101189.2145 | 101189.2145 | 307189.2145 | 101189.2145 | 101189.2145 | 310224.8909 | 104224.8909 | 104224.8909 | 310224.8909 | 104224.8909 | 104224.8909 | 310224.8909 | 104224.8909 | 104224.8909 | 310224.8909 | 104224.8909 | 104224.8909 | 313351.6376 | 107351.6376 | 107351.6376 | 313351.6376 | 107351.6376 | 107351.6376 | 313351.6376 | 107351.6376 | 107351.6376 | 313351.6376 | 107351.6376 | 107351.6376 | 316572.1867 | 110572.1867 | 110572.1867 | 316572.1867 | 110572.1867 | 110572.1867 | 316572.1867 | 110572.1867 | 110572.1867 | 316572.1867 | 110572.1867 | 110572.1867 | 319889.3523 | 113889.3523 | 113889.3523 | 319889.3523 | 113889.3523 | 113889.3523 | 319889.3523 | 113889.3523 | 113889.3523 | 319889.3523 | 113889.3523 | 113889.3523 | 323306.0329 | 117306.0329 | 117306.0329 | 323306.0329 | 117306.0329 | 117306.0329 | 323306.0329 | 117306.0329 | 117306.0329 | 323306.0329 | 117306.0329 | 117306.0329 | 326825.2139 | 120825.2139 | 120825.2139 | 326825.2139 | 120825.2139 | 120825.2139 | 326825.2139 | 120825.2139 | 120825.2139 | 326825.2139 | 120825.2139 | 120825.2139 | 330449.9703 | 124449.9703 | 124449.9703 | 330449.9703 | 124449.9703 | 124449.9703 | 330449.9703 | 124449.9703 | 124449.9703 | 330449.9703 | 124449.9703 | 124449.9703 | 334183.4694 | 128183.4694 | 128183.4694 | 334183.4694 | 128183.4694 | 128183.4694 | 334183.4694 | 128183.4694 | 128183.4694 | 334183.4694 | 128183.4694 | 128183.4694 | 338028.9735 | 132028.9735 | 132028.9735 | 338028.9735 | 132028.9735 | 132028.9735 | 338028.9735 | 132028.9735 | 132028.9735 | 338028.9735 | 132028.9735 | 132028.9735 | 341989.8427 | 135989.8427 | 135989.8427 | 341989.8427 | 135989.8427 | 135989.8427 | 341989.8427 | 137266.6675 | 138581.797 | 344581.797 | 138581.797 | 138581.797
Energia 20 años | 481211.0719 | 481211.0719
Tarifa ($/kWH) | 125.2813 | 112.3141 |  | 0 | 0 | 0 | 0 | 0 | 0 | 0 | 0 | 0 | 0 | 0 | 0 | 0 | 0 | 0 | 0 | 0 | 0 | 0 | 0 | 0 | 0 | 0 | 0 | 0 | 0 | 0 | 867.947 | 820.8075 | 807.7887 | 774.7657 | 650.4268 | 812.1195 | 737.9651 | 733.8926 | 782.3171 | 698.6958 | 746.3059 | 939.0911 | 865.4562 | 818.376 | 808.5133 | 745.7031 | 648.3223 | 809.8301 | 735.427 | 731.2913 | 779.8945 | 696.0681 | 743.4154 | 935.906 | 861.9037 | 814.9189 | 805.5285 | 768.8957 | 645.3523 | 806.5681 | 731.8643 | 727.6491 | 776.4733 | 695.2618 | 742.4459 | 935.2844 | 860.5201 | 813.4839 | 804.677 | 767.3098 | 643.9142 | 805.3631 | 729.9824 | 755.5067 | 803.0097 | 721.6802 | 770.5366 | 966.8666 | 892.7894 | 843.8482 | 832.3506 | 796.624 | 668.3955 | 832.6623 | 757.4578 | 752.8185 | 800.8106 | 718.803 | 767.2833 | 963.6437 | 53.3872 | 50.5041 | 143.0588 | 47.4167 | 41.243 | 143.4605 | 46.8271 | 46.5859 | 138.3306 | 44.5721 | 47.628 | 166.9233 | 55.2767 | 52.2916 | 145.1732 | 50.8483 | 42.7027 | 145.5808 | 48.4845 | 48.2347 | 140.3751 | 46.1509 | 49.315 | 169.395 | 57.2347 | 54.1438 | 147.351 | 52.6494 | 44.2152 | 147.7647 | 50.2018 | 49.9432 | 142.4809 | 48.0411 | 49.6789 | 172.8555 | 57.657 | 56.3614 | 150.3902 | 54.8058 | 46.0262 | 150.8124 | 52.258 | 51.9887 | 145.4197 | 50.0144 | 51.7195 | 176.4407 | 60.0253 | 58.6765 | 153.5394 | 55.0895 | 47.9167 | 153.9705 | 54.4045 | 54.1242 | 148.4648 | 52.0748 | 53.8501 | 180.1562 | 62.4981 | 61.0937 | 156.8035 | 59.4075 | 49.8907 | 157.2437 | 56.6457 | 56.3539 | 151.621 | 54.2265 | 56.0751 | 184.0079 | 65.0804 | 63.618 | 160.1877 | 61.8621 | 51.9521 | 160.6374 | 58.9862 | 58.6823 | 154.8934 | 56.4739 | 58.3991 | 188.002 | 67.7776 | 66.2546 | 163.6975 | 64.426 | 54.1052 | 164.1571 | 61.4309 | 61.1144 | 158.2872 | 58.8217 | 60.8269 | 192.1449 | 70.5953 | 69.009 | 167.3387 | 64.7904 | 56.3546 | 167.8085 | 63.9848 | 63.6551 | 161.808 | 61.2748 | 63.3637 | 196.4437 | 73.5395 | 71.887 | 171.1173 | 69.9029 | 58.7048 | 171.5977 | 66.6532 | 66.3098 | 165.4617 | 63.8385 | 66.0148 | 200.9054 | 76.6163 | 74.8947 | 175.0397 | 72.8276 | 61.1609 | 175.5311 | 69.4419 | 69.0842 | 169.2545 | 66.5182 | 68.7859 | 205.5378 | 79.8324 | 78.0385 | 179.1126 | 75.8846 | 63.7283 | 179.6155 | 72.3569 | 71.9841 | 173.1928 | 69.3198 | 71.683 | 210.3489 | 83.1948 | 81.3253 | 183.3433 | 76.3538 | 66.4124 | 183.858 | 75.4044 | 75.0159 | 177.2836 | 72.7402 | 75.7644 | 215.4193 | 87.5255 | 85.3616
Arriendo | 251194.6918
| 185.0686 | 102.6869
|  |  |  | 2024 | 2025 | 2026 | 2027 | 2028 | 2029 | 2030 | 2031 | 2032 | 2033 | 2034 | 2035 | 2036 | 2037 | 2038 | 2039 | 2040 | 2041 | 2042 | 2043 | 2044
| Energia anual |  |  | 9746.1817 | 24758.3476 | 24717.7248 | 24692.4409 | 24737.6764 | 24602.0928 | 24475.6732 | 24349.2536 | 24292.1974 | 24096.4144 | 24042.5883 | 23788.4479 | 23601.5032 | 23280.1671 | 23026.0266 | 22771.8862 | 22582.0514 | 22263.6053 | 22009.4649 | 21755.3245 | 21622.0036
| Costos Total |  |  | 0 | 0 | 3063804.7834 | 19163994.885 | 19085032.3957 | 18973893.9727 | 19261534.5799 | 16509120.8533 | 1968566.4751 | 2002903.4693 | 2038270.5734 | 2074698.6906 | 2112219.6513 | 2150866.2409 | 2190672.2281 | 2231672.3949 | 2273902.5668 | 2317399.6438 | 2362201.6331 | 2408347.6821 | 2467522.7547
| Tarifa |  |  | 0 | 0 | 123.9517 | 776.1078 | 771.4966 | 771.2309 | 786.9665 | 678.0134 | 81.037 | 83.1204 | 84.7775 | 87.2145 | 89.4951 | 92.3905 | 95.139 | 98.0012 | 100.6951 | 104.0891 | 107.3266 | 110.7015 | 114.1209
| Arriendo |  |  | 0 | 0 | 255317.0653 | 1596999.5737 | 1590419.3663 | 1581157.8311 | 1605127.8817 | 1375760.0711 | 164047.2063 | 166908.6224 | 169855.8811 | 172891.5576 | 176018.3043 | 179238.8534 | 182556.019 | 185972.6996 | 189491.8806 | 193116.637 | 196850.1361 | 200695.6402 | 352503.2507
|  |  |  | 1 año | 2 años | 3 años | 4 años | 5 años | 6 años | 7 años | 8 años | 9 años | 10 años | 11 años | 12 años | 13 años | 14 años | 15 años | 16 años | 17 años | 18 años | 19 años | 20 años
| Tarifa promedio |  |  | 0 | 0 | 41.3172 | 225.0149 | 334.3112 | 407.1312 | 461.3933 | 488.4709 | 443.2004 | 407.1924 | 377.882 | 353.6597 | 333.3393 | 316.1287 | 301.3961 | 288.6839 | 277.6257 | 267.9848 | 259.5291 | 252.0877
| Arriendo promedio |  |  | 0 | 0 |  |  |  |  | 947003.1026 | 1000597.7236 | 907647.6662 | 833573.7618 | 773235.7726 | 723207.088 | 681115.6431 | 645267.301 | 614419.8822 | 587641.9333 | 564221.342 | 543604.4139 | 525354.1888 | 509121.2613
Costo Cliente MP | 13010083.9515 | [8 empty] | #VALUE! | #VALUE! | #VALUE! | #VALUE! | #VALUE! | #VALUE! | #VALUE! | #VALUE! | #VALUE! | #VALUE! | #VALUE! | #VALUE! | #VALUE! | #VALUE! | #VALUE! | #VALUE! | #VALUE! | #VALUE! | #VALUE! | #VALUE! | #VALUE! | #VALUE! | #VALUE! | #VALUE! | #VALUE! | #VALUE! | #VALUE! | #VALUE! | #VALUE! | #VALUE! | #VALUE! | #VALUE! | #VALUE! | #VALUE! | #VALUE! | #VALUE! | #VALUE! | #VALUE! | #VALUE! | #VALUE! | #VALUE! | #VALUE! | #VALUE! | #VALUE! | #VALUE! | #VALUE! | #VALUE! | #VALUE! | #VALUE! | #VALUE! | #VALUE! | #VALUE! | #VALUE! | #VALUE! | #VALUE! | #VALUE! | #VALUE! | #VALUE! | #VALUE! | #VALUE! | #VALUE! | #VALUE! | #VALUE! | #VALUE! | #VALUE! | #VALUE! | #VALUE! | #VALUE! | #VALUE! | #VALUE! | #VALUE! | #VALUE! | #VALUE! | #VALUE! | #VALUE! | #VALUE! | #VALUE! | #VALUE! | #VALUE! | #VALUE! | #VALUE! | #VALUE! | #VALUE! | #VALUE! | #VALUE! | #VALUE! | #VALUE! | #VALUE! | #VALUE! | #VALUE! | #VALUE! | #VALUE! | #VALUE! | #VALUE! | #VALUE! | #VALUE! | #VALUE! | #VALUE! | #VALUE! | #VALUE! | #VALUE! | #VALUE! | #VALUE! | #VALUE! | #VALUE! | #VALUE! | #VALUE! | #VALUE! | #VALUE! | #VALUE! | #VALUE! | #VALUE! | #VALUE! | #VALUE! | #VALUE! | #VALUE! | #VALUE! | #VALUE! | #VALUE! | #VALUE! | 0 | 0 | 0 | 0 | 0 | 0 | 0 | 0 | 0 | 0 | 0 | 0 | 0 | 0 | 0 | 0 | 0 | 0 | 0 | 0 | 0 | 0 | 0 | 0 | 0 | 0 | 0 | 0 | 0 | 0 | 0 | 0 | 0 | 0 | 0 | 0 | 0 | 0 | 0 | 0 | 0 | 0 | 0 | 0 | 0 | 0 | 0 | 0 | 0 | 0 | 0 | 0 | 0 | 0 | 0 | 0 | 0 | 0 | 0 | 0 | 0 | 0 | 0 | 0 | 0 | 0 | 0 | 0 | 0 | 0 | 0 | 0 | 0 | 0 | 0 | 0 | 0 | 0 | 0 | 0 | 0 | 0 | 0 | 0 | 0 | 0 | 0 | 0 | 0 | 0 | 0 | 0 | 0 | 0 | 0 | 0 | 0 | 0 | 0 | 0 | 0 | 0 | 0 | 0 | 0 | 0 | 0 | 0 | 0 | 0 | 0 | 0 | 0 | 0 | 0 | 0 | 0 | 0 | 0
Capital | [129 empty] | 0 | 0 | 0 | 0 | 0 | 0 | 0 | 0 | 0 | 0 | 0 | 0 | 0 | 0 | 0 | 0 | 0 | 0 | 0 | 0 | 0 | 0 | 0 | 0 | 0 | 0 | 0 | 0 | 0 | 0 | 0 | 0 | 0 | 0
Interéses | [129 empty] | 0 | 0 | 0 | 0 | 0 | 0 | 0 | 0 | 0 | 0 | 0 | 0 | 0 | 0 | 0 | 0 | 0 | 0 | 0 | 0 | 0 | 0 | 0 | 0 | 0 | 0 | 0 | 0 | 0 | 0 | 0 | 0 | 0 | 0
Seguros | [9 empty] | #VALUE! | #VALUE! | #VALUE! | #VALUE! | #VALUE! | #VALUE! | #VALUE! | #VALUE! | #VALUE! | #VALUE! | #VALUE! | #VALUE! | #VALUE! | #VALUE! | #VALUE! | #VALUE! | #VALUE! | #VALUE! | #VALUE! | #VALUE! | #VALUE! | #VALUE! | #VALUE! | #VALUE! | #VALUE! | #VALUE! | #VALUE! | #VALUE! | #VALUE! | #VALUE! | #VALUE! | #VALUE! | #VALUE! | #VALUE! | #VALUE! | #VALUE! | #VALUE! | #VALUE! | #VALUE! | #VALUE! | #VALUE! | #VALUE! | #VALUE! | #VALUE! | #VALUE! | #VALUE! | #VALUE! | #VALUE! | #VALUE! | #VALUE! | #VALUE! | #VALUE! | #VALUE! | #VALUE! | #VALUE! | #VALUE! | #VALUE! | #VALUE! | #VALUE! | #VALUE! | #VALUE! | #VALUE! | #VALUE! | #VALUE! | #VALUE! | #VALUE! | #VALUE! | #VALUE! | #VALUE! | #VALUE! | #VALUE! | #VALUE! | #VALUE! | #VALUE! | #VALUE! | #VALUE! | #VALUE! | #VALUE! | #VALUE! | #VALUE! | #VALUE! | #VALUE! | #VALUE! | #VALUE! | #VALUE! | #VALUE! | #VALUE! | #VALUE! | #VALUE! | #VALUE! | #VALUE! | #VALUE! | #VALUE! | #VALUE! | #VALUE! | #VALUE! | #VALUE! | #VALUE! | #VALUE! | #VALUE! | #VALUE! | #VALUE! | #VALUE! | #VALUE! | #VALUE! | #VALUE! | #VALUE! | #VALUE! | #VALUE! | #VALUE! | #VALUE! | #VALUE! | #VALUE! | #VALUE! | #VALUE! | #VALUE! | #VALUE! | #VALUE! | #VALUE! | #VALUE! | 0 | 0 | 0 | 0 | 0 | 0 | 0 | 0 | 0 | 0 | 0 | 0 | 0 | 0 | 0 | 0 | 0 | 0 | 0 | 0 | 0 | 0 | 0 | 0 | 0 | 0 | 0 | 0 | 0 | 0 | 0 | 0 | 0 | 0
Costo Cliente LP | 23770213.1574 | [8 empty] | #VALUE! | #VALUE! | #VALUE! | #VALUE! | #VALUE! | #VALUE! | #VALUE! | #VALUE! | #VALUE! | #VALUE! | #VALUE! | #VALUE! | #VALUE! | #VALUE! | #VALUE! | #VALUE! | #VALUE! | #VALUE! | #VALUE! | #VALUE! | #VALUE! | #VALUE! | #VALUE! | #VALUE! | #VALUE! | #VALUE! | #VALUE! | #VALUE! | #VALUE! | #VALUE! | #VALUE! | #VALUE! | #VALUE! | #VALUE! | #VALUE! | #VALUE! | #VALUE! | #VALUE! | #VALUE! | #VALUE! | #VALUE! | #VALUE! | #VALUE! | #VALUE! | #VALUE! | #VALUE! | #VALUE! | #VALUE! | #VALUE! | #VALUE! | #VALUE! | #VALUE! | #VALUE! | #VALUE! | #VALUE! | #VALUE! | #VALUE! | #VALUE! | #VALUE! | #VALUE! | #VALUE! | #VALUE! | #VALUE! | #VALUE! | #VALUE! | #VALUE! | #VALUE! | #VALUE! | #VALUE! | #VALUE! | #VALUE! | #VALUE! | #VALUE! | #VALUE! | #VALUE! | #VALUE! | #VALUE! | #VALUE! | #VALUE! | #VALUE! | #VALUE! | #VALUE! | #VALUE! | #VALUE! | #VALUE! | #VALUE! | #VALUE! | #VALUE! | #VALUE! | #VALUE! | #VALUE! | #VALUE! | #VALUE! | #VALUE! | #VALUE! | #VALUE! | #VALUE! | #VALUE! | #VALUE! | #VALUE! | #VALUE! | #VALUE! | #VALUE! | #VALUE! | #VALUE! | #VALUE! | #VALUE! | #VALUE! | #VALUE! | #VALUE! | #VALUE! | #VALUE! | #VALUE! | #VALUE! | #VALUE! | #VALUE! | #VALUE! | #VALUE! | #VALUE! | #VALUE! | #VALUE! | #VALUE! | #VALUE! | #VALUE! | #VALUE! | #VALUE! | #VALUE! | #VALUE! | #VALUE! | #VALUE! | #VALUE! | #VALUE! | #VALUE! | #VALUE! | #VALUE! | #VALUE! | #VALUE! | #VALUE! | #VALUE! | #VALUE! | #VALUE! | #VALUE! | #VALUE! | #VALUE! | #VALUE! | #VALUE! | #VALUE! | #VALUE! | #VALUE! | #VALUE! | #VALUE! | #VALUE! | #VALUE! | #VALUE! | #VALUE! | #VALUE! | #VALUE! | #VALUE! | #VALUE! | #VALUE! | #VALUE! | #VALUE! | #VALUE! | #VALUE! | #VALUE! | #VALUE! | #VALUE! | #VALUE! | #VALUE! | #VALUE! | #VALUE! | #VALUE! | #VALUE! | #VALUE! | #VALUE! | #VALUE! | #VALUE! | #VALUE! | #VALUE! | #VALUE! | 0 | 0 | 0 | 0 | 0 | 0 | 0 | 0 | 0 | 0 | 0 | 0 | 0 | 0 | 0 | 0 | 0 | 0 | 0 | 0 | 0 | 0 | 0 | 0 | 0 | 0 | 0 | 0 | 0 | 0 | 0 | 0 | 0 | 0 | 0 | 0 | 0 | 0 | 0 | 0 | 0 | 0 | 0 | 0 | 0 | 0 | 0 | 0 | 0 | 0 | 0 | 0 | 0 | 0 | 0 | 0 | 0 | 0 | 0
Capital | [189 empty] | 0 | 0 | 0 | 0 | 0 | 0 | 0 | 0 | 0 | 0 | 0 | 0 | 0 | 0 | 0 | 0
Interéses | [189 empty] | 0 | 0 | 0 | 0 | 0 | 0 | 0 | 0 | 0 | 0 | 0 | 0 | 0 | 0 | 0 | 0
Seguros | [9 empty] | #VALUE! | #VALUE! | #VALUE! | #VALUE! | #VALUE! | #VALUE! | #VALUE! | #VALUE! | #VALUE! | #VALUE! | #VALUE! | #VALUE! | #VALUE! | #VALUE! | #VALUE! | #VALUE! | #VALUE! | #VALUE! | #VALUE! | #VALUE! | #VALUE! | #VALUE! | #VALUE! | #VALUE! | #VALUE! | #VALUE! | #VALUE! | #VALUE! | #VALUE! | #VALUE! | #VALUE! | #VALUE! | #VALUE! | #VALUE! | #VALUE! | #VALUE! | #VALUE! | #VALUE! | #VALUE! | #VALUE! | #VALUE! | #VALUE! | #VALUE! | #VALUE! | #VALUE! | #VALUE! | #VALUE! | #VALUE! | #VALUE! | #VALUE! | #VALUE! | #VALUE! | #VALUE! | #VALUE! | #VALUE! | #VALUE! | #VALUE! | #VALUE! | #VALUE! | #VALUE! | #VALUE! | #VALUE! | #VALUE! | #VALUE! | #VALUE! | #VALUE! | #VALUE! | #VALUE! | #VALUE! | #VALUE! | #VALUE! | #VALUE! | #VALUE! | #VALUE! | #VALUE! | #VALUE! | #VALUE! | #VALUE! | #VALUE! | #VALUE! | #VALUE! | #VALUE! | #VALUE! | #VALUE! | #VALUE! | #VALUE! | #VALUE! | #VALUE! | #VALUE! | #VALUE! | #VALUE! | #VALUE! | #VALUE! | #VALUE! | #VALUE! | #VALUE! | #VALUE! | #VALUE! | #VALUE! | #VALUE! | #VALUE! | #VALUE! | #VALUE! | #VALUE! | #VALUE! | #VALUE! | #VALUE! | #VALUE! | #VALUE! | #VALUE! | #VALUE! | #VALUE! | #VALUE! | #VALUE! | #VALUE! | #VALUE! | #VALUE! | #VALUE! | #VALUE! | #VALUE! | #VALUE! | #VALUE! | #VALUE! | #VALUE! | #VALUE! | #VALUE! | #VALUE! | #VALUE! | #VALUE! | #VALUE! | #VALUE! | #VALUE! | #VALUE! | #VALUE! | #VALUE! | #VALUE! | #VALUE! | #VALUE! | #VALUE! | #VALUE! | #VALUE! | #VALUE! | #VALUE! | #VALUE! | #VALUE! | #VALUE! | #VALUE! | #VALUE! | #VALUE! | #VALUE! | #VALUE! | #VALUE! | #VALUE! | #VALUE! | #VALUE! | #VALUE! | #VALUE! | #VALUE! | #VALUE! | #VALUE! | #VALUE! | #VALUE! | #VALUE! | #VALUE! | #VALUE! | #VALUE! | #VALUE! | #VALUE! | #VALUE! | #VALUE! | #VALUE! | #VALUE! | #VALUE! | #VALUE! | #VALUE! | #VALUE! | #VALUE! | #VALUE! | #VALUE! | #VALUE! | 0 | 0 | 0 | 0 | 0 | 0 | 0 | 0 | 0 | 0 | 0 | 0 | 0 | 0 | 0 | 0
|  |  |  | 2024 | 2024 | 2024 | 2024 | 2024 | 2025 | 2025 | 2025 | 2025 | 2025 | 2025 | 2025 | 2025 | 2025 | 2025 | 2025 | 2025 | 2026 | 2026 | 2026 | 2026 | 2026 | 2026 | 2026 | 2026 | 2026 | 2026 | 2026 | 2026 | 2027 | 2027 | 2027 | 2027 | 2027 | 2027 | 2027 | 2027 | 2027 | 2027 | 2027 | 2027 | 2028 | 2028 | 2028 | 2028 | 2028 | 2028 | 2028 | 2028 | 2028 | 2028 | 2028 | 2028 | 2029 | 2029 | 2029 | 2029 | 2029 | 2029 | 2029 | 2029 | 2029 | 2029 | 2029 | 2029 | 2030 | 2030 | 2030 | 2030 | 2030 | 2030 | 2030 | 2030 | 2030 | 2030 | 2030 | 2030 | 2031 | 2031 | 2031 | 2031 | 2031 | 2031 | 2031 | 2031 | 2031 | 2031 | 2031 | 2031 | 2032 | 2032 | 2032 | 2032 | 2032 | 2032 | 2032 | 2032 | 2032 | 2032 | 2032 | 2032 | 2033 | 2033 | 2033 | 2033 | 2033 | 2033 | 2033 | 2033 | 2033 | 2033 | 2033 | 2033 | 2034 | 2034 | 2034 | 2034 | 2034 | 2034 | 2034 | 2034 | 2034 | 2034 | 2034 | 2034 | 2035 | 2035 | 2035 | 2035 | 2035 | 2035 | 2035 | 2035 | 2035 | 2035 | 2035 | 2035 | 2036 | 2036 | 2036 | 2036 | 2036 | 2036 | 2036 | 2036 | 2036 | 2036 | 2036 | 2036 | 2037 | 2037 | 2037 | 2037 | 2037 | 2037 | 2037 | 2037 | 2037 | 2037 | 2037 | 2037 | 2038 | 2038 | 2038 | 2038 | 2038 | 2038 | 2038 | 2038 | 2038 | 2038 | 2038 | 2038 | 2039 | 2039 | 2039 | 2039 | 2039 | 2039 | 2039 | 2039 | 2039 | 2039 | 2039 | 2039 | 2040 | 2040 | 2040 | 2040 | 2040 | 2040 | 2040 | 2040 | 2040 | 2040 | 2040 | 2040 | 2041 | 2041 | 2041 | 2041 | 2041 | 2041 | 2041 | 2041 | 2041 | 2041 | 2041 | 2041 | 2042 | 2042 | 2042 | 2042 | 2042 | 2042 | 2042 | 2042 | 2042 | 2042 | 2042 | 2042 | 2043 | 2043 | 2043 | 2043 | 2043 | 2043 | 2043 | 2043 | 2043 | 2043 | 2043 | 2043 | 2044 | 2044 | 2044 | 2044 | 2044 | 2044 | 2044 | 2044 | 2044 | 2044 | 2044 | 2044
Costos para la empresa CP | Total | Pareto | Tarifa | time axis 2024-08-01 to 2044-12-01
Amortización Capital | #REF! | #REF! | #REF! | 2024-08-01: #REF!; 2024-09-01: #REF!; 2024-10-01: #REF!; 2024-11-01: #REF!; 2024-12-01: #REF!; 2025-01-01: #REF!; 2025-02-01: #REF!; 2025-03-01: #REF!; 2025-04-01: #REF!; 2025-05-01: #REF!; 2025-06-01: #REF!; 2025-07-01: #REF!; 2025-08-01: #REF!; 2025-09-01: #REF!; 2025-10-01: #REF!; 2025-11-01: #REF!; 2025-12-01: #REF!; 2026-01-01: #REF!; 2026-02-01: #REF!; 2026-03-01: #REF!; 2026-04-01: #REF!; 2026-05-01: #REF!; 2026-06-01: #REF!; 2026-07-01: #REF!; 2026-08-01: #REF!; 2026-09-01: #REF!; 2026-10-01: #REF!; 2026-11-01: #REF!; 2026-12-01: #REF!; 2027-01-01: #REF!; 2027-02-01: #REF!; 2027-03-01: #REF!; 2027-04-01: #REF!; 2027-05-01: #REF!; 2027-06-01: #REF!; 2027-07-01: #REF!; 2027-08-01: #REF!; 2027-09-01: #REF!; 2027-10-01: #REF!; 2027-11-01: #REF!; 2027-12-01: #REF!; 2028-01-01: #REF!; 2028-02-01: #REF!; 2028-03-01: #REF!; 2028-04-01: #REF!; 2028-05-01: #REF!; 2028-06-01: #REF!; 2028-07-01: #REF!
Amortización Intereses | #REF! | #REF! | #REF! | #REF! | #REF! | #REF! | #REF! | #REF! | #REF! | #REF! | #REF! | #REF! | #REF! | #REF! | #REF! | #REF! | #REF! | #REF! | #REF! | #REF! | #REF! | #REF! | #REF! | #REF! | #REF! | #REF! | #REF! | #REF! | #REF! | #REF! | #REF! | #REF! | #REF! | #REF! | #REF! | #REF! | #REF! | #REF! | #REF! | #REF! | #REF! | #REF! | #REF! | #REF! | #REF! | #REF! | #REF! | #REF! | #REF! | #REF! | #REF! | 0 | 0 | 0 | 0 | 0 | 0 | 0 | 0 | 0 | 0 | 0 | 0 | 0 | 0 | 0 | 0 | 0 | 0 | 0 | 0 | 0 | 0 | 0 | 0 | 0 | 0 | 0 | 0 | 0 | 0 | 0 | 0 | 0 | 0 | 0 | 0 | 0 | 0 | 0 | 0 | 0 | 0 | 0 | 0 | 0 | 0 | 0 | 0 | 0 | 0 | 0 | 0 | 0 | 0 | 0 | 0 | 0 | 0 | 0 | 0 | 0 | 0 | 0 | 0 | 0 | 0 | 0 | 0 | 0 | 0 | 0 | 0 | 0 | 0 | 0 | 0 | 0 | 0 | 0 | 0 | 0 | 0 | 0 | 0 | 0 | 0 | 0 | 0 | 0 | 0 | 0 | 0 | 0 | 0 | 0 | 0 | 0 | 0 | 0 | 0 | 0 | 0 | 0 | 0 | 0 | 0 | 0 | 0 | 0 | 0 | 0 | 0 | 0 | 0 | 0 | 0 | 0 | 0 | 0 | 0 | 0 | 0 | 0 | 0 | 0 | 0 | 0 | 0 | 0 | 0 | 0 | 0 | 0 | 0 | 0 | 0 | 0 | 0 | 0 | 0 | 0 | 0 | 0 | 0 | 0 | 0 | 0 | 0 | 0 | 0 | 0 | 0 | 0 | 0 | 0 | 0 | 0 | 0 | 0 | 0 | 0 | 0 | 0 | 0 | 0 | 0 | 0 | 0 | 0 | 0 | 0 | 0 | 0 | 0 | 0 | 0 | 0 | 0 | 0 | 0 | 0 | 0 | 0 | 0 | 0 | 0 | 0 | 0 | 0 | 0 | 0 | 0 | 0 | 0 | 0 | 0 | 0
Seguros | #REF! | #REF! | #REF! | #REF! | #REF! | #REF! | #REF! | #REF! | #REF! | #REF! | #REF! | #REF! | #REF! | #REF! | #REF! | #REF! | #REF! | #REF! | #REF! | #REF! | #REF! | #REF! | #REF! | #REF! | #REF! | #REF! | #REF! | #REF! | #REF! | #REF! | #REF! | #REF! | #REF! | #REF! | #REF! | #REF! | #REF! | #REF! | #REF! | #REF! | #REF! | #REF! | #REF! | #REF! | #REF! | #REF! | #REF! | #REF! | #REF! | #REF! | #REF! | 0 | 0 | 0 | 0 | 0 | 0 | 0 | 0 | 0 | 0 | 0 | 0 | 0 | 0 | 0 | 0 | 0 | 0 | 0 | 0 | 0 | 0 | 0 | 0 | 0 | 0 | 0 | 0 | 0 | 0 | 0 | 0 | 0 | 0 | 0 | 0 | 0 | 0 | 0 | 0 | 0 | 0 | 0 | 0 | 0 | 0 | 0 | 0 | 0 | 0 | 0 | 0 | 0 | 0 | 0 | 0 | 0 | 0 | 0 | 0 | 0 | 0 | 0 | 0 | 0 | 0 | 0 | 0 | 0 | 0 | 0 | 0 | 0 | 0 | 0 | 0 | 0 | 0 | 0 | 0 | 0 | 0 | 0 | 0 | 0 | 0 | 0 | 0 | 0 | 0 | 0 | 0 | 0 | 0 | 0 | 0 | 0 | 0 | 0 | 0 | 0 | 0 | 0 | 0 | 0 | 0 | 0 | 0 | 0 | 0 | 0 | 0 | 0 | 0 | 0 | 0 | 0 | 0 | 0 | 0 | 0 | 0 | 0 | 0 | 0 | 0 | 0 | 0 | 0 | 0 | 0 | 0 | 0 | 0 | 0 | 0 | 0 | 0 | 0 | 0 | 0 | 0 | 0 | 0 | 0 | 0 | 0 | 0 | 0 | 0 | 0 | 0 | 0 | 0 | 0 | 0 | 0 | 0 | 0 | 0 | 0 | 0 | 0 | 0 | 0 | 0 | 0 | 0 | 0 | 0 | 0 | 0 | 0 | 0 | 0 | 0 | 0 | 0 | 0 | 0 | 0 | 0 | 0 | 0 | 0 | 0 | 0 | 0 | 0 | 0 | 0 | 0 | 0 | 0 | 0 | 0 | 0
Mantenimiento | #REF! | #REF! | #REF! | 2024-11-01: #REF!; 2025-02-01: #REF!; 2025-05-01: #REF!; 2025-08-01: #REF!; 2025-11-01: #REF!; 2026-02-01: #REF!; 2026-05-01: #REF!; 2026-08-01: #REF!; 2026-11-01: #REF!; 2027-02-01: #REF!; 2027-05-01: #REF!; 2027-08-01: #REF!; 2027-11-01: #REF!; 2028-02-01: #REF!; 2028-05-01: #REF!; 2028-08-01: #REF!; 2028-11-01: #REF!; 2029-02-01: #REF!; 2029-05-01: #REF!; 2029-08-01: #REF!; 2029-11-01: #REF!; 2030-02-01: #REF!; 2030-05-01: #REF!; 2030-08-01: #REF!; 2030-11-01: #REF!; 2031-02-01: #REF!; 2031-05-01: #REF!; 2031-08-01: #REF!; 2031-11-01: #REF!; 2032-02-01: #REF!; 2032-05-01: #REF!; 2032-08-01: #REF!; 2032-11-01: #REF!; 2033-02-01: #REF!; 2033-05-01: #REF!; 2033-08-01: #REF!; 2033-11-01: #REF!; 2034-02-01: #REF!; 2034-05-01: #REF!; 2034-08-01: #REF!; 2034-11-01: #REF!; 2035-02-01: #REF!; 2035-05-01: #REF!; 2035-08-01: #REF!; 2035-11-01: #REF!; 2036-02-01: #REF!; 2036-05-01: #REF!; 2036-08-01: #REF!; 2036-11-01: #REF!; 2037-02-01: #REF!; 2037-05-01: #REF!; 2037-08-01: #REF!; 2037-11-01: #REF!; 2038-02-01: #REF!; 2038-05-01: #REF!; 2038-08-01: #REF!; 2038-11-01: #REF!; 2039-02-01: #REF!; 2039-05-01: #REF!; 2039-08-01: #REF!; 2039-11-01: #REF!; 2040-02-01: #REF!; 2040-05-01: #REF!; 2040-08-01: #REF!; 2040-11-01: #REF!; 2041-02-01: #REF!; 2041-05-01: #REF!; 2041-08-01: #REF!; 2041-11-01: #REF!; 2042-02-01: #REF!; 2042-05-01: #REF!; 2042-08-01: #REF!; 2042-11-01: #REF!; 2043-02-01: #REF!; 2043-05-01: #REF!; 2043-08-01: #REF!; 2043-11-01: #REF!; 2044-02-01: #REF!; 2044-05-01: #REF!; 2044-10-01: 0
Reposición | #REF! | #REF! | #REF! | 2028-08-01: #REF!; 2028-09-01: #REF!; 2028-10-01: #REF!; 2028-11-01: #REF!; 2028-12-01: #REF!; 2029-01-01: #REF!; 2029-02-01: #REF!; 2029-03-01: #REF!; 2029-04-01: #REF!; 2029-05-01: #REF!; 2029-06-01: #REF!; 2029-07-01: #REF!; 2029-08-01: #REF!; 2029-09-01: #REF!; 2029-10-01: #REF!; 2029-11-01: #REF!; 2029-12-01: #REF!; 2030-01-01: #REF!; 2030-02-01: #REF!; 2030-03-01: #REF!; 2030-04-01: #REF!; 2030-05-01: #REF!; 2030-06-01: #REF!; 2030-07-01: #REF!; 2030-08-01: #REF!; 2030-09-01: #REF!; 2030-10-01: #REF!; 2030-11-01: #REF!; 2030-12-01: #REF!; 2031-01-01: #REF!; 2031-02-01: #REF!; 2031-03-01: #REF!; 2031-04-01: #REF!; 2031-05-01: #REF!; 2031-06-01: #REF!; 2031-07-01: #REF!; 2031-08-01: #REF!; 2031-09-01: #REF!; 2031-10-01: #REF!; 2031-11-01: #REF!; 2031-12-01: #REF!; 2032-01-01: #REF!; 2032-02-01: #REF!; 2032-03-01: #REF!; 2032-04-01: #REF!; 2032-05-01: #REF!; 2032-06-01: #REF!; 2032-07-01: #REF!; 2032-08-01: #REF!; 2032-09-01: #REF!; 2032-10-01: #REF!; 2032-11-01: #REF!; 2032-12-01: #REF!; 2033-01-01: #REF!; 2033-02-01: #REF!; 2033-03-01: #REF!; 2033-04-01: #REF!; 2033-05-01: #REF!; 2033-06-01: #REF!; 2033-07-01: #REF!; 2033-08-01: #REF!; 2033-09-01: #REF!; 2033-10-01: #REF!; 2033-11-01: #REF!; 2033-12-01: #REF!; 2034-01-01: #REF!; 2034-02-01: #REF!; 2034-03-01: #REF!; 2034-04-01: #REF!; 2034-05-01: #REF!; 2034-06-01: #REF!; 2034-07-01: #REF!; 2034-08-01: #REF!; 2034-09-01: #REF!; 2034-10-01: #REF!; 2034-11-01: #REF!; 2034-12-01: #REF!; 2035-01-01: #REF!; 2035-02-01: #REF!; 2035-03-01: #REF!; 2035-04-01: #REF!; 2035-05-01: #REF!; 2035-06-01: #REF!; 2035-07-01: #REF!; 2035-08-01: #REF!; 2035-09-01: #REF!; 2035-10-01: #REF!; 2035-11-01: #REF!; 2035-12-01: #REF!; 2036-01-01: #REF!; 2036-02-01: #REF!; 2036-03-01: #REF!; 2036-04-01: #REF!; 2036-05-01: #REF!; 2036-06-01: #REF!; 2036-07-01: #REF!; 2036-08-01: #REF!; 2036-09-01: #REF!; 2036-10-01: #REF!; 2036-11-01: #REF!; 2036-12-01: #REF!; 2037-01-01: #REF!; 2037-02-01: #REF!; 2037-03-01: #REF!; 2037-04-01: #REF!; 2037-05-01: #REF!; 2037-06-01: #REF!; 2037-07-01: #REF!; 2037-08-01: #REF!; 2037-09-01: #REF!; 2037-10-01: #REF!; 2037-11-01: #REF!; 2037-12-01: #REF!; 2038-01-01: #REF!; 2038-02-01: #REF!; 2038-03-01: #REF!; 2038-04-01: #REF!; 2038-05-01: #REF!; 2038-06-01: #REF!; 2038-07-01: #REF!
Operación | #REF! | #REF! | #REF! | #REF! | #REF! | #REF! | #REF! | #REF! | #REF! | #REF! | #REF! | #REF! | #REF! | #REF! | #REF! | #REF! | #REF! | #REF! | #REF! | #REF! | #REF! | #REF! | #REF! | #REF! | #REF! | #REF! | #REF! | #REF! | #REF! | #REF! | #REF! | #REF! | #REF! | #REF! | #REF! | #REF! | #REF! | #REF! | #REF! | #REF! | #REF! | #REF! | #REF! | #REF! | #REF! | #REF! | #REF! | #REF! | #REF! | #REF! | #REF! | #REF! | #REF! | #REF! | #REF! | #REF! | #REF! | #REF! | #REF! | #REF! | #REF! | #REF! | #REF! | #REF! | #REF! | #REF! | #REF! | #REF! | #REF! | #REF! | #REF! | #REF! | #REF! | #REF! | #REF! | #REF! | #REF! | #REF! | #REF! | #REF! | #REF! | #REF! | #REF! | #REF! | #REF! | #REF! | #REF! | #REF! | #REF! | #REF! | #REF! | #REF! | #REF! | #REF! | #REF! | #REF! | #REF! | #REF! | #REF! | #REF! | #REF! | #REF! | #REF! | #REF! | #REF! | #REF! | #REF! | #REF! | #REF! | #REF! | #REF! | #REF! | #REF! | #REF! | #REF! | #REF! | #REF! | #REF! | #REF! | #REF! | #REF! | #REF! | #REF! | #REF! | #REF! | #REF! | #REF! | #REF! | #REF! | #REF! | #REF! | #REF! | #REF! | #REF! | #REF! | #REF! | #REF! | #REF! | #REF! | #REF! | #REF! | #REF! | #REF! | #REF! | #REF! | #REF! | #REF! | #REF! | #REF! | #REF! | #REF! | #REF! | #REF! | #REF! | #REF! | #REF! | #REF! | #REF! | #REF! | #REF! | #REF! | #REF! | #REF! | #REF! | #REF! | #REF! | #REF! | #REF! | #REF! | #REF! | #REF! | #REF! | #REF! | #REF! | #REF! | #REF! | #REF! | #REF! | #REF! | #REF! | #REF! | #REF! | #REF! | #REF! | #REF! | #REF! | #REF! | #REF! | #REF! | #REF! | #REF! | #REF! | #REF! | #REF! | #REF! | #REF! | #REF! | #REF! | #REF! | #REF! | #REF! | #REF! | #REF! | #REF! | #REF! | #REF! | #REF! | #REF! | #REF! | #REF! | #REF! | #REF! | #REF! | #REF! | #REF! | #REF! | #REF! | #REF! | #REF! | #REF! | #REF! | #REF! | #REF! | #REF! | #REF! | #REF! | #REF! | #REF! | #REF! | #REF! | #REF! | #REF! | #REF! | #REF! | #REF! | #REF! | #REF! | #REF! | #REF! | #REF! | #REF! | #REF! | #REF! | #REF! | #REF! | #REF! | #REF! | #REF!
Total | #REF! |  | #REF! | #REF! | #REF! | #REF! | #REF! | #REF! | #REF! | #REF! | #REF! | #REF! | #REF! | #REF! | #REF! | #REF! | #REF! | #REF! | #REF! | #REF! | #REF! | #REF! | #REF! | #REF! | #REF! | #REF! | #REF! | #REF! | #REF! | #REF! | #REF! | #REF! | #REF! | #REF! | #REF! | #REF! | #REF! | #REF! | #REF! | #REF! | #REF! | #REF! | #REF! | #REF! | #REF! | #REF! | #REF! | #REF! | #REF! | #REF! | #REF! | #REF! | #REF! | #REF! | #REF! | #REF! | #REF! | #REF! | #REF! | #REF! | #REF! | #REF! | #REF! | #REF! | #REF! | #REF! | #REF! | #REF! | #REF! | #REF! | #REF! | #REF! | #REF! | #REF! | #REF! | #REF! | #REF! | #REF! | #REF! | #REF! | #REF! | #REF! | #REF! | #REF! | #REF! | #REF! | #REF! | #REF! | #REF! | #REF! | #REF! | #REF! | #REF! | #REF! | #REF! | #REF! | #REF! | #REF! | #REF! | #REF! | #REF! | #REF! | #REF! | #REF! | #REF! | #REF! | #REF! | #REF! | #REF! | #REF! | #REF! | #REF! | #REF! | #REF! | #REF! | #REF! | #REF! | #REF! | #REF! | #REF! | #REF! | #REF! | #REF! | #REF! | #REF! | #REF! | #REF! | #REF! | #REF! | #REF! | #REF! | #REF! | #REF! | #REF! | #REF! | #REF! | #REF! | #REF! | #REF! | #REF! | #REF! | #REF! | #REF! | #REF! | #REF! | #REF! | #REF! | #REF! | #REF! | #REF! | #REF! | #REF! | #REF! | #REF! | #REF! | #REF! | #REF! | #REF! | #REF! | #REF! | #REF! | #REF! | #REF! | #REF! | #REF! | #REF! | #REF! | #REF! | #REF! | #REF! | #REF! | #REF! | #REF! | #REF! | #REF! | #REF! | #REF! | #REF! | #REF! | #REF! | #REF! | #REF! | #REF! | #REF! | #REF! | #REF! | #REF! | #REF! | #REF! | #REF! | #REF! | #REF! | #REF! | #REF! | #REF! | #REF! | #REF! | #REF! | #REF! | #REF! | #REF! | #REF! | #REF! | #REF! | #REF! | #REF! | #REF! | #REF! | #REF! | #REF! | #REF! | #REF! | #REF! | #REF! | #REF! | #REF! | #REF! | #REF! | #REF! | #REF! | #REF! | #REF! | #REF! | #REF! | #REF! | #REF! | #REF! | #REF! | #REF! | #REF! | #REF! | #REF! | #REF! | #REF! | #REF! | #REF! | #REF! | #REF! | #REF! | #REF! | #REF! | #REF! | #REF! | #REF! | #REF! | #REF! | #REF! | #REF!
Tarifa ($/kWH) | #REF! |  |  | #REF! | #REF! | #REF! | #REF! | #REF! | #REF! | #REF! | #REF! | #REF! | #REF! | #REF! | #REF! | #REF! | #REF! | #REF! | #REF! | #REF! | #REF! | #REF! | #REF! | #REF! | #REF! | #REF! | #REF! | #REF! | #REF! | #REF! | #REF! | #REF! | #REF! | #REF! | #REF! | #REF! | #REF! | #REF! | #REF! | #REF! | #REF! | #REF! | #REF! | #REF! | #REF! | #REF! | #REF! | #REF! | #REF! | #REF! | #REF! | #REF! | #REF! | #REF! | #REF! | #REF! | #REF! | #REF! | #REF! | #REF! | #REF! | #REF! | #REF! | #REF! | #REF! | #REF! | #REF! | #REF! | #REF! | #REF! | #REF! | #REF! | #REF! | #REF! | #REF! | #REF! | #REF! | #REF! | #REF! | #REF! | #REF! | #REF! | #REF! | #REF! | #REF! | #REF! | #REF! | #REF! | #REF! | #REF! | #REF! | #REF! | #REF! | #REF! | #REF! | #REF! | #REF! | #REF! | #REF! | #REF! | #REF! | #REF! | #REF! | #REF! | #REF! | #REF! | #REF! | #REF! | #REF! | #REF! | #REF! | #REF! | #REF! | #REF! | #REF! | #REF! | #REF! | #REF! | #REF! | #REF! | #REF! | #REF! | #REF! | #REF! | #REF! | #REF! | #REF! | #REF! | #REF! | #REF! | #REF! | #REF! | #REF! | #REF! | #REF! | #REF! | #REF! | #REF! | #REF! | #REF! | #REF! | #REF! | #REF! | #REF! | #REF! | #REF! | #REF! | #REF! | #REF! | #REF! | #REF! | #REF! | #REF! | #REF! | #REF! | #REF! | #REF! | #REF! | #REF! | #REF! | #REF! | #REF! | #REF! | #REF! | #REF! | #REF! | #REF! | #REF! | #REF! | #REF! | #REF! | #REF! | #REF! | #REF! | #REF! | #REF! | #REF! | #REF! | #REF! | #REF! | #REF! | #REF! | #REF! | #REF! | #REF! | #REF! | #REF! | #REF! | #REF! | #REF! | #REF! | #REF! | #REF! | #REF! | #REF! | #REF! | #REF! | #REF! | #REF! | #REF! | #REF! | #REF! | #REF! | #REF! | #REF! | #REF! | #REF! | #REF! | #REF! | #REF! | #REF! | #REF! | #REF! | #REF! | #REF! | #REF! | #REF! | #REF! | #REF! | #REF! | #REF! | #REF! | #REF! | #REF! | #REF! | #REF! | #REF! | #REF! | #REF! | #REF! | #REF! | #REF! | #REF! | #REF! | #REF! | #REF! | #REF! | #REF! | #REF! | #REF! | #REF! | #REF! | #REF! | #REF! | #REF! | #REF! | #REF! | #REF!
|  |  |  | 2024 | 2025 | 2026 | 2027 | 2028 | 2029 | 2030 | 2031 | 2032 | 2033 | 2034 | 2035 | 2036 | 2037 | 2038 | 2039 | 2040 | 2041 | 2042 | 2043 | 2044
| Energia anual | 133254.4642 |  | 9746.1817 | 24758.3476 | 24717.7248 | 24692.4409 | 24737.6764 | 24602.0928 | 24475.6732 | 24349.2536 | 24292.1974 | 24096.4144 | 24042.5883 | 23788.4479 | 23601.5032 | 23280.1671 | 23026.0266 | 22771.8862 | 22582.0514 | 22263.6053 | 22009.4649 | 21755.3245 | 21622.0036
| Costos Total | #REF! |  | #REF! | #REF! | #REF! | #REF! | #REF! | #REF! | #REF! | #REF! | #REF! | #REF! | #REF! | #REF! | #REF! | #REF! | #REF! | #REF! | #REF! | #REF! | #REF! | #REF! | #REF!
| Tarifa | #REF! |  | #REF! | #REF! | #REF! | #REF! | #REF! | #REF! | #REF! | #REF! | #REF! | #REF! | #REF! | #REF! | #REF! | #REF! | #REF! | #REF! | #REF! | #REF! | #REF! | #REF! | #REF!
| Arriendo |  |  | #REF! | #REF! | #REF! | #REF! | #REF! | #REF! | #REF! | #REF! | #REF! | #REF! | #REF! | #REF! | #REF! | #REF! | #REF! | #REF! | #REF! | #REF! | #REF! | #REF! | #REF!
|  |  |  | 1 año | 2 años | 3 años | 4 años | 5 años | 6 años | 7 años | 8 años | 9 años | 10 años | 11 años | 12 años | 13 años | 14 años | 15 años | 16 años | 17 años | 18 años | 19 años | 20 años
| Tarifa promedio |  |  | #REF! | #REF! | #REF! | #REF! | #REF! | #REF! | #REF! | #REF! | #REF! | #REF! | #REF! | #REF! | #REF! | #REF! | #REF! | #REF! | #REF! | #REF! | #REF! | #REF!
| Arriendo promedio |  |  | #REF! | #REF! | #REF! | #REF! | #REF! | #REF! | #REF! | #REF! | #REF! | #REF! | #REF! | #REF! | #REF! | #REF! | #REF! | #REF! | #REF! | #REF! | #REF! | #REF!
| Margen |  |  | #REF! | #REF! | #REF! | #REF! | #REF! | #REF! | #REF! | #REF! | #REF! | #REF! | #REF! | #REF! | #REF! | #REF! | #REF! | #REF! | #REF! | #REF! | #REF! | #REF!
|  |  |  | 2024 | 2025 | 2026 | 2027 | 2028 | 2029 | 2030 | 2031 | 2032 | 2033 | 2034 | 2035 | 2036 | 2037 | 2038 | 2039 | 2040 | 2041 | 2042 | 2043 | 2044
| Costos |  |  | #REF! | #REF! | #REF! | #REF! | #REF! | #REF! | #REF! | #REF! | #REF! | #REF! | #REF! | #REF! | #REF! | #REF! | #REF! | #REF! | #REF! | #REF! | #REF! | #REF! | #REF!
| Amortización Capital |  |  | #REF! | #REF! | #REF! | #REF! | #REF! | 0 | 0 | 0 | 0 | 0 | 0 | 0 | 0 | 0 | 0 | 0 | 0 | 0 | 0 | 0 | 0
| Mantenimiento |  |  | #REF! | #REF! | #REF! | #REF! | #REF! | #REF! | #REF! | #REF! | #REF! | #REF! | #REF! | #REF! | #REF! | #REF! | #REF! | #REF! | #REF! | #REF! | #REF! | #REF! | #REF!
| Reposición |  |  | 0 | 0 | 0 | 0 | #REF! | #REF! | #REF! | #REF! | #REF! | #REF! | #REF! | #REF! | #REF! | #REF! | #REF! | 0 | 0 | 0 | 0 | 0 | 0
| Operación |  |  | #REF! | #REF! | #REF! | #REF! | #REF! | #REF! | #REF! | #REF! | #REF! | #REF! | #REF! | #REF! | #REF! | #REF! | #REF! | #REF! | #REF! | #REF! | #REF! | #REF! | #REF!
| Intereses |  |  | #REF! | #REF! | #REF! | #REF! | #REF! | 0 | 0 | 0 | 0 | 0 | 0 | 0 | 0 | 0 | 0 | 0 | 0 | 0 | 0 | 0 | 0
| Seguros |  |  | #REF! | #REF! | #REF! | #REF! | #REF! | 0 | 0 | 0 | 0 | 0 | 0 | 0 | 0 | 0 | 0 | 0 | 0 | 0 | 0 | 0 | 0
| Total |  |  | #REF! | #REF! | #REF! | #REF! | #REF! | #REF! | #REF! | #REF! | #REF! | #REF! | #REF! | #REF! | #REF! | #REF! | #REF! | #REF! | #REF! | #REF! | #REF! | #REF! | #REF!
|  |  |  | 2024 | 2024 | 2024 | 2024 | 2024 | 2025 | 2025 | 2025 | 2025 | 2025 | 2025 | 2025 | 2025 | 2025 | 2025 | 2025 | 2025 | 2026 | 2026 | 2026 | 2026 | 2026 | 2026 | 2026 | 2026 | 2026 | 2026 | 2026 | 2026 | 2027 | 2027 | 2027 | 2027 | 2027 | 2027 | 2027 | 2027 | 2027 | 2027 | 2027 | 2027 | 2028 | 2028 | 2028 | 2028 | 2028 | 2028 | 2028 | 2028 | 2028 | 2028 | 2028 | 2028 | 2029 | 2029 | 2029 | 2029 | 2029 | 2029 | 2029 | 2029 | 2029 | 2029 | 2029 | 2029 | 2030 | 2030 | 2030 | 2030 | 2030 | 2030 | 2030 | 2030 | 2030 | 2030 | 2030 | 2030 | 2031 | 2031 | 2031 | 2031 | 2031 | 2031 | 2031 | 2031 | 2031 | 2031 | 2031 | 2031 | 2032 | 2032 | 2032 | 2032 | 2032 | 2032 | 2032 | 2032 | 2032 | 2032 | 2032 | 2032 | 2033 | 2033 | 2033 | 2033 | 2033 | 2033 | 2033 | 2033 | 2033 | 2033 | 2033 | 2033 | 2034 | 2034 | 2034 | 2034 | 2034 | 2034 | 2034 | 2034 | 2034 | 2034 | 2034 | 2034 | 2035 | 2035 | 2035 | 2035 | 2035 | 2035 | 2035 | 2035 | 2035 | 2035 | 2035 | 2035 | 2036 | 2036 | 2036 | 2036 | 2036 | 2036 | 2036 | 2036 | 2036 | 2036 | 2036 | 2036 | 2037 | 2037 | 2037 | 2037 | 2037 | 2037 | 2037 | 2037 | 2037 | 2037 | 2037 | 2037 | 2038 | 2038 | 2038 | 2038 | 2038 | 2038 | 2038 | 2038 | 2038 | 2038 | 2038 | 2038 | 2039 | 2039 | 2039 | 2039 | 2039 | 2039 | 2039 | 2039 | 2039 | 2039 | 2039 | 2039 | 2040 | 2040 | 2040 | 2040 | 2040 | 2040 | 2040 | 2040 | 2040 | 2040 | 2040 | 2040 | 2041 | 2041 | 2041 | 2041 | 2041 | 2041 | 2041 | 2041 | 2041 | 2041 | 2041 | 2041 | 2042 | 2042 | 2042 | 2042 | 2042 | 2042 | 2042 | 2042 | 2042 | 2042 | 2042 | 2042 | 2043 | 2043 | 2043 | 2043 | 2043 | 2043 | 2043 | 2043 | 2043 | 2043 | 2043 | 2043 | 2044 | 2044 | 2044 | 2044 | 2044 | 2044 | 2044 | 2044 | 2044 | 2044 | 2044 | 2044
Costos para la empresa MP | Total | Pareto | Tarifa | time axis 2024-08-01 to 2044-12-01
Amortización Capital | #REF! | #REF! | #REF! | #REF! | #REF! | #REF! | #REF! | #REF! | #REF! | #REF! | #REF! | #REF! | #REF! | #REF! | #REF! | #REF! | #REF! | #REF! | #REF! | #REF! | #REF! | #REF! | #REF! | #REF! | #REF! | #REF! | #REF! | #REF! | #REF! | #REF! | #REF! | #REF! | #REF! | #REF! | #REF! | #REF! | #REF! | #REF! | #REF! | #REF! | #REF! | #REF! | #REF! | #REF! | #REF! | #REF! | #REF! | #REF! | #REF! | #REF! | #REF! | #REF! | #REF! | #REF! | #REF! | #REF! | #REF! | #REF! | #REF! | #REF! | #REF! | #REF! | #REF! | #REF! | #REF! | #REF! | #REF! | #REF! | #REF! | #REF! | #REF! | #REF! | #REF! | #REF! | #REF! | 0 | 0 | 0 | 0 | 0 | 0 | 0 | 0 | 0 | 0 | 0 | 0 | 0 | 0 | 0 | 0 | 0 | 0 | 0 | 0 | 0 | 0 | 0 | 0 | 0 | 0 | 0 | 0 | 0 | 0 | 0 | 0 | 0 | 0 | 0 | 0 | 0 | 0 | 0 | 0 | 0 | 0 | 0 | 0 | 0 | 0 | 0 | 0 | 0 | 0 | 0 | 0 | 0 | 0 | 0 | 0 | 0 | 0 | 0 | 0 | 0 | 0 | 0 | 0 | 0 | 0 | 0 | 0 | 0 | 0 | 0 | 0 | 0 | 0 | 0 | 0 | 0 | 0 | 0 | 0 | 0 | 0 | 0 | 0 | 0 | 0 | 0 | 0 | 0 | 0 | 0 | 0 | 0 | 0 | 0 | 0 | 0 | 0 | 0 | 0 | 0 | 0 | 0 | 0 | 0 | 0 | 0 | 0 | 0 | 0 | 0 | 0 | 0 | 0 | 0 | 0 | 0 | 0 | 0 | 0 | 0 | 0 | 0 | 0 | 0 | 0 | 0 | 0 | 0 | 0 | 0 | 0 | 0 | 0 | 0 | 0 | 0 | 0 | 0 | 0 | 0 | 0 | 0 | 0 | 0 | 0 | 0 | 0 | 0 | 0 | 0 | 0 | 0 | 0 | 0 | 0 | 0 | 0 | 0 | 0 | 0 | 0 | 0 | 0 | 0 | 0 | 0 | 0 | 0 | 0 | 0 | 0 | 0
Amortización Intereses | #REF! | #REF! | #REF! | #REF! | #REF! | #REF! | #REF! | #REF! | #REF! | #REF! | #REF! | #REF! | #REF! | #REF! | #REF! | #REF! | #REF! | #REF! | #REF! | #REF! | #REF! | #REF! | #REF! | #REF! | #REF! | #REF! | #REF! | #REF! | #REF! | #REF! | #REF! | #REF! | #REF! | #REF! | #REF! | #REF! | #REF! | #REF! | #REF! | #REF! | #REF! | #REF! | #REF! | #REF! | #REF! | #REF! | #REF! | #REF! | #REF! | #REF! | #REF! | #REF! | #REF! | #REF! | #REF! | #REF! | #REF! | #REF! | #REF! | #REF! | #REF! | #REF! | #REF! | #REF! | #REF! | #REF! | #REF! | #REF! | #REF! | #REF! | #REF! | #REF! | #REF! | #REF! | #REF! | 0 | 0 | 0 | 0 | 0 | 0 | 0 | 0 | 0 | 0 | 0 | 0 | 0 | 0 | 0 | 0 | 0 | 0 | 0 | 0 | 0 | 0 | 0 | 0 | 0 | 0 | 0 | 0 | 0 | 0 | 0 | 0 | 0 | 0 | 0 | 0 | 0 | 0 | 0 | 0 | 0 | 0 | 0 | 0 | 0 | 0 | 0 | 0 | 0 | 0 | 0 | 0 | 0 | 0 | 0 | 0 | 0 | 0 | 0 | 0 | 0 | 0 | 0 | 0 | 0 | 0 | 0 | 0 | 0 | 0 | 0 | 0 | 0 | 0 | 0 | 0 | 0 | 0 | 0 | 0 | 0 | 0 | 0 | 0 | 0 | 0 | 0 | 0 | 0 | 0 | 0 | 0 | 0 | 0 | 0 | 0 | 0 | 0 | 0 | 0 | 0 | 0 | 0 | 0 | 0 | 0 | 0 | 0 | 0 | 0 | 0 | 0 | 0 | 0 | 0 | 0 | 0 | 0 | 0 | 0 | 0 | 0 | 0 | 0 | 0 | 0 | 0 | 0 | 0 | 0 | 0 | 0 | 0 | 0 | 0 | 0 | 0 | 0 | 0 | 0 | 0 | 0 | 0 | 0 | 0 | 0 | 0 | 0 | 0 | 0 | 0 | 0 | 0 | 0 | 0 | 0 | 0 | 0 | 0 | 0 | 0 | 0 | 0 | 0 | 0 | 0 | 0 | 0 | 0 | 0 | 0 | 0 | 0
Seguros | #REF! | #REF! | #REF! | #REF! | #REF! | #REF! | #REF! | #REF! | #REF! | #REF! | #REF! | #REF! | #REF! | #REF! | #REF! | #REF! | #REF! | #REF! | #REF! | #REF! | #REF! | #REF! | #REF! | #REF! | #REF! | #REF! | #REF! | #REF! | #REF! | #REF! | #REF! | #REF! | #REF! | #REF! | #REF! | #REF! | #REF! | #REF! | #REF! | #REF! | #REF! | #REF! | #REF! | #REF! | #REF! | #REF! | #REF! | #REF! | #REF! | #REF! | #REF! | #REF! | #REF! | #REF! | #REF! | #REF! | #REF! | #REF! | #REF! | #REF! | #REF! | #REF! | #REF! | #REF! | #REF! | #REF! | #REF! | #REF! | #REF! | #REF! | #REF! | #REF! | #REF! | #REF! | #REF! | 0 | 0 | 0 | 0 | 0 | 0 | 0 | 0 | 0 | 0 | 0 | 0 | 0 | 0 | 0 | 0 | 0 | 0 | 0 | 0 | 0 | 0 | 0 | 0 | 0 | 0 | 0 | 0 | 0 | 0 | 0 | 0 | 0 | 0 | 0 | 0 | 0 | 0 | 0 | 0 | 0 | 0 | 0 | 0 | 0 | 0 | 0 | 0 | 0 | 0 | 0 | 0 | 0 | 0 | 0 | 0 | 0 | 0 | 0 | 0 | 0 | 0 | 0 | 0 | 0 | 0 | 0 | 0 | 0 | 0 | 0 | 0 | 0 | 0 | 0 | 0 | 0 | 0 | 0 | 0 | 0 | 0 | 0 | 0 | 0 | 0 | 0 | 0 | 0 | 0 | 0 | 0 | 0 | 0 | 0 | 0 | 0 | 0 | 0 | 0 | 0 | 0 | 0 | 0 | 0 | 0 | 0 | 0 | 0 | 0 | 0 | 0 | 0 | 0 | 0 | 0 | 0 | 0 | 0 | 0 | 0 | 0 | 0 | 0 | 0 | 0 | 0 | 0 | 0 | 0 | 0 | 0 | 0 | 0 | 0 | 0 | 0 | 0 | 0 | 0 | 0 | 0 | 0 | 0 | 0 | 0 | 0 | 0 | 0 | 0 | 0 | 0 | 0 | 0 | 0 | 0 | 0 | 0 | 0 | 0 | 0 | 0 | 0 | 0 | 0 | 0 | 0 | 0 | 0 | 0 | 0 | 0 | 0
Mantenimiento | #REF! | #REF! | #REF! | 0 | 0 | 0 | #REF! | 0 | 0 | #REF! | 0 | 0 | #REF! | 0 | 0 | #REF! | 0 | 0 | #REF! | 0 | 0 | #REF! | 0 | 0 | #REF! | 0 | 0 | #REF! | 0 | 0 | #REF! | 0 | 0 | #REF! | 0 | 0 | #REF! | 0 | 0 | #REF! | 0 | 0 | #REF! | 0 | 0 | #REF! | 0 | 0 | #REF! | 0 | 0 | #REF! | 0 | 0 | #REF! | 0 | 0 | #REF! | 0 | 0 | #REF! | 0 | 0 | #REF! | 0 | 0 | #REF! | 0 | 0 | #REF! | 0 | 0 | #REF! | 0 | 0 | #REF! | 0 | 0 | #REF! | 0 | 0 | #REF! | 0 | 0 | #REF! | 0 | 0 | #REF! | 0 | 0 | #REF! | 0 | 0 | #REF! | 0 | 0 | #REF! | 0 | 0 | #REF! | 0 | 0 | #REF! | 0 | 0 | #REF! | 0 | 0 | #REF! | 0 | 0 | #REF! | 0 | 0 | #REF! | 0 | 0 | #REF! | 0 | 0 | #REF! | 0 | 0 | #REF! | 0 | 0 | #REF! | 0 | 0 | #REF! | 0 | 0 | #REF! | 0 | 0 | #REF! | 0 | 0 | #REF! | 0 | 0 | #REF! | 0 | 0 | #REF! | 0 | 0 | #REF! | 0 | 0 | #REF! | 0 | 0 | #REF! | 0 | 0 | #REF! | 0 | 0 | #REF! | 0 | 0 | #REF! | 0 | 0 | #REF! | 0 | 0 | #REF! | 0 | 0 | #REF! | 0 | 0 | #REF! | 0 | 0 | #REF! | 0 | 0 | #REF! | 0 | 0 | #REF! | 0 | 0 | #REF! | 0 | 0 | #REF! | 0 | 0 | #REF! | 0 | 0 | #REF! | 0 | 0 | #REF! | 0 | 0 | #REF! | 0 | 0 | #REF! | 0 | 0 | #REF! | 0 | 0 | #REF! | 0 | 0 | #REF! | 0 | 0 | #REF! | 0 | 0 | #REF! | 0 | 0 | #REF! | 0 | 0 | #REF! | 0 | 0 | #REF! | 0 | 0 | #REF! | 0 | 0 | #REF! | 0 | 0 | #REF! | 0 | 0 | #REF! | 0 | 0 | 0 | 0 | 0 | 0 | 0
Reposición | #REF! | #REF! | #REF! | 0 | 0 | 0 | 0 | 0 | 0 | 0 | 0 | 0 | 0 | 0 | 0 | 0 | 0 | 0 | 0 | 0 | 0 | 0 | 0 | 0 | 0 | 0 | 0 | 0 | 0 | 0 | 0 | 0 | 0 | 0 | 0 | 0 | 0 | 0 | 0 | 0 | 0 | 0 | 0 | 0 | 0 | 0 | 0 | 0 | 0 | 0 | 0 | #REF! | #REF! | #REF! | #REF! | #REF! | #REF! | #REF! | #REF! | #REF! | #REF! | #REF! | #REF! | #REF! | #REF! | #REF! | #REF! | #REF! | #REF! | #REF! | #REF! | #REF! | #REF! | #REF! | #REF! | #REF! | #REF! | #REF! | #REF! | #REF! | #REF! | #REF! | #REF! | #REF! | #REF! | #REF! | #REF! | #REF! | #REF! | #REF! | #REF! | #REF! | #REF! | #REF! | #REF! | #REF! | #REF! | #REF! | #REF! | #REF! | #REF! | #REF! | #REF! | #REF! | #REF! | #REF! | #REF! | #REF! | #REF! | #REF! | #REF! | #REF! | #REF! | #REF! | #REF! | #REF! | #REF! | #REF! | #REF! | #REF! | #REF! | #REF! | #REF! | #REF! | #REF! | #REF! | #REF! | #REF! | #REF! | #REF! | #REF! | #REF! | #REF! | #REF! | #REF! | #REF! | #REF! | #REF! | #REF! | #REF! | #REF! | #REF! | #REF! | #REF! | #REF! | #REF! | #REF! | #REF! | #REF! | #REF! | #REF! | #REF! | #REF! | #REF! | #REF! | #REF! | #REF! | #REF! | #REF! | #REF! | #REF! | #REF! | #REF! | #REF! | #REF! | #REF! | #REF! | #REF! | #REF! | #REF! | #REF! | 0 | 0 | 0 | 0 | 0 | 0 | 0 | 0 | 0 | 0 | 0 | 0 | 0 | 0 | 0 | 0 | 0 | 0 | 0 | 0 | 0 | 0 | 0 | 0 | 0 | 0 | 0 | 0 | 0 | 0 | 0 | 0 | 0 | 0 | 0 | 0 | 0 | 0 | 0 | 0 | 0 | 0 | 0 | 0 | 0 | 0 | 0 | 0 | 0 | 0 | 0 | 0 | 0 | 0 | 0 | 0 | 0 | 0 | 0 | 0 | 0 | 0 | 0 | 0 | 0 | 0 | 0 | 0 | 0 | 0 | 0 | 0 | 0 | 0 | 0 | 0 | 0
Operación | #REF! | #REF! | #REF! | #REF! | #REF! | #REF! | #REF! | #REF! | #REF! | #REF! | #REF! | #REF! | #REF! | #REF! | #REF! | #REF! | #REF! | #REF! | #REF! | #REF! | #REF! | #REF! | #REF! | #REF! | #REF! | #REF! | #REF! | #REF! | #REF! | #REF! | #REF! | #REF! | #REF! | #REF! | #REF! | #REF! | #REF! | #REF! | #REF! | #REF! | #REF! | #REF! | #REF! | #REF! | #REF! | #REF! | #REF! | #REF! | #REF! | #REF! | #REF! | #REF! | #REF! | #REF! | #REF! | #REF! | #REF! | #REF! | #REF! | #REF! | #REF! | #REF! | #REF! | #REF! | #REF! | #REF! | #REF! | #REF! | #REF! | #REF! | #REF! | #REF! | #REF! | #REF! | #REF! | #REF! | #REF! | #REF! | #REF! | #REF! | #REF! | #REF! | #REF! | #REF! | #REF! | #REF! | #REF! | #REF! | #REF! | #REF! | #REF! | #REF! | #REF! | #REF! | #REF! | #REF! | #REF! | #REF! | #REF! | #REF! | #REF! | #REF! | #REF! | #REF! | #REF! | #REF! | #REF! | #REF! | #REF! | #REF! | #REF! | #REF! | #REF! | #REF! | #REF! | #REF! | #REF! | #REF! | #REF! | #REF! | #REF! | #REF! | #REF! | #REF! | #REF! | #REF! | #REF! | #REF! | #REF! | #REF! | #REF! | #REF! | #REF! | #REF! | #REF! | #REF! | #REF! | #REF! | #REF! | #REF! | #REF! | #REF! | #REF! | #REF! | #REF! | #REF! | #REF! | #REF! | #REF! | #REF! | #REF! | #REF! | #REF! | #REF! | #REF! | #REF! | #REF! | #REF! | #REF! | #REF! | #REF! | #REF! | #REF! | #REF! | #REF! | #REF! | #REF! | #REF! | #REF! | #REF! | #REF! | #REF! | #REF! | #REF! | #REF! | #REF! | #REF! | #REF! | #REF! | #REF! | #REF! | #REF! | #REF! | #REF! | #REF! | #REF! | #REF! | #REF! | #REF! | #REF! | #REF! | #REF! | #REF! | #REF! | #REF! | #REF! | #REF! | #REF! | #REF! | #REF! | #REF! | #REF! | #REF! | #REF! | #REF! | #REF! | #REF! | #REF! | #REF! | #REF! | #REF! | #REF! | #REF! | #REF! | #REF! | #REF! | #REF! | #REF! | #REF! | #REF! | #REF! | #REF! | #REF! | #REF! | #REF! | #REF! | #REF! | #REF! | #REF! | #REF! | #REF! | #REF! | #REF! | #REF! | #REF! | #REF! | #REF! | #REF! | #REF! | #REF! | #REF! | #REF! | #REF! | #REF! | #REF! | #REF! | #REF! | #REF!
Total | #REF! |  | #REF! | #REF! | #REF! | #REF! | #REF! | #REF! | #REF! | #REF! | #REF! | #REF! | #REF! | #REF! | #REF! | #REF! | #REF! | #REF! | #REF! | #REF! | #REF! | #REF! | #REF! | #REF! | #REF! | #REF! | #REF! | #REF! | #REF! | #REF! | #REF! | #REF! | #REF! | #REF! | #REF! | #REF! | #REF! | #REF! | #REF! | #REF! | #REF! | #REF! | #REF! | #REF! | #REF! | #REF! | #REF! | #REF! | #REF! | #REF! | #REF! | #REF! | #REF! | #REF! | #REF! | #REF! | #REF! | #REF! | #REF! | #REF! | #REF! | #REF! | #REF! | #REF! | #REF! | #REF! | #REF! | #REF! | #REF! | #REF! | #REF! | #REF! | #REF! | #REF! | #REF! | #REF! | #REF! | #REF! | #REF! | #REF! | #REF! | #REF! | #REF! | #REF! | #REF! | #REF! | #REF! | #REF! | #REF! | #REF! | #REF! | #REF! | #REF! | #REF! | #REF! | #REF! | #REF! | #REF! | #REF! | #REF! | #REF! | #REF! | #REF! | #REF! | #REF! | #REF! | #REF! | #REF! | #REF! | #REF! | #REF! | #REF! | #REF! | #REF! | #REF! | #REF! | #REF! | #REF! | #REF! | #REF! | #REF! | #REF! | #REF! | #REF! | #REF! | #REF! | #REF! | #REF! | #REF! | #REF! | #REF! | #REF! | #REF! | #REF! | #REF! | #REF! | #REF! | #REF! | #REF! | #REF! | #REF! | #REF! | #REF! | #REF! | #REF! | #REF! | #REF! | #REF! | #REF! | #REF! | #REF! | #REF! | #REF! | #REF! | #REF! | #REF! | #REF! | #REF! | #REF! | #REF! | #REF! | #REF! | #REF! | #REF! | #REF! | #REF! | #REF! | #REF! | #REF! | #REF! | #REF! | #REF! | #REF! | #REF! | #REF! | #REF! | #REF! | #REF! | #REF! | #REF! | #REF! | #REF! | #REF! | #REF! | #REF! | #REF! | #REF! | #REF! | #REF! | #REF! | #REF! | #REF! | #REF! | #REF! | #REF! | #REF! | #REF! | #REF! | #REF! | #REF! | #REF! | #REF! | #REF! | #REF! | #REF! | #REF! | #REF! | #REF! | #REF! | #REF! | #REF! | #REF! | #REF! | #REF! | #REF! | #REF! | #REF! | #REF! | #REF! | #REF! | #REF! | #REF! | #REF! | #REF! | #REF! | #REF! | #REF! | #REF! | #REF! | #REF! | #REF! | #REF! | #REF! | #REF! | #REF! | #REF! | #REF! | #REF! | #REF! | #REF! | #REF! | #REF! | #REF! | #REF! | #REF! | #REF! | #REF! | #REF!
Energía | 254510.5912
Tarifa ($/kWH) | #REF!
|  |  |  | 2024 | 2025 | 2026 | 2027 | 2028 | 2029 | 2030 | 2031 | 2032 | 2033 | 2034 | 2035 | 2036 | 2037 | 2038 | 2039 | 2040 | 2041 | 2042 | 2043 | 2044
| Costos |  |  | #REF! | #REF! | #REF! | #REF! | #REF! | #REF! | #REF! | #REF! | #REF! | #REF! | #REF! | #REF! | #REF! | #REF! | #REF! | #REF! | #REF! | #REF! | #REF! | #REF! | #REF!
| Amortización Capital |  |  | #REF! | #REF! | #REF! | #REF! | #REF! | #REF! | #REF! | 0 | 0 | 0 | 0 | 0 | 0 | 0 | 0 | 0 | 0 | 0 | 0 | 0 | 0
| Mantenimiento |  |  | #REF! | #REF! | #REF! | #REF! | #REF! | #REF! | #REF! | #REF! | #REF! | #REF! | #REF! | #REF! | #REF! | #REF! | #REF! | #REF! | #REF! | #REF! | #REF! | #REF! | #REF!
| Reposición |  |  | 0 | 0 | 0 | 0 | #REF! | #REF! | #REF! | #REF! | #REF! | #REF! | #REF! | #REF! | #REF! | #REF! | #REF! | 0 | 0 | 0 | 0 | 0 | 0
| Operación |  |  | #REF! | #REF! | #REF! | #REF! | #REF! | #REF! | #REF! | #REF! | #REF! | #REF! | #REF! | #REF! | #REF! | #REF! | #REF! | #REF! | #REF! | #REF! | #REF! | #REF! | #REF!
| Intereses |  |  | #REF! | #REF! | #REF! | #REF! | #REF! | #REF! | #REF! | 0 | 0 | 0 | 0 | 0 | 0 | 0 | 0 | 0 | 0 | 0 | 0 | 0 | 0
| Seguros |  |  | #REF! | #REF! | #REF! | #REF! | #REF! | #REF! | #REF! | 0 | 0 | 0 | 0 | 0 | 0 | 0 | 0 | 0 | 0 | 0 | 0 | 0 | 0
| Total |  |  | #REF! | #REF! | #REF! | #REF! | #REF! | #REF! | #REF! | #REF! | #REF! | #REF! | #REF! | #REF! | #REF! | #REF! | #REF! | #REF! | #REF! | #REF! | #REF! | #REF! | #REF!
|  |  |  | 2024 | 2024 | 2024 | 2024 | 2024 | 2025 | 2025 | 2025 | 2025 | 2025 | 2025 | 2025 | 2025 | 2025 | 2025 | 2025 | 2025 | 2026 | 2026 | 2026 | 2026 | 2026 | 2026 | 2026 | 2026 | 2026 | 2026 | 2026 | 2026 | 2027 | 2027 | 2027 | 2027 | 2027 | 2027 | 2027 | 2027 | 2027 | 2027 | 2027 | 2027 | 2028 | 2028 | 2028 | 2028 | 2028 | 2028 | 2028 | 2028 | 2028 | 2028 | 2028 | 2028 | 2029 | 2029 | 2029 | 2029 | 2029 | 2029 | 2029 | 2029 | 2029 | 2029 | 2029 | 2029 | 2030 | 2030 | 2030 | 2030 | 2030 | 2030 | 2030 | 2030 | 2030 | 2030 | 2030 | 2030 | 2031 | 2031 | 2031 | 2031 | 2031 | 2031 | 2031 | 2031 | 2031 | 2031 | 2031 | 2031 | 2032 | 2032 | 2032 | 2032 | 2032 | 2032 | 2032 | 2032 | 2032 | 2032 | 2032 | 2032 | 2033 | 2033 | 2033 | 2033 | 2033 | 2033 | 2033 | 2033 | 2033 | 2033 | 2033 | 2033 | 2034 | 2034 | 2034 | 2034 | 2034 | 2034 | 2034 | 2034 | 2034 | 2034 | 2034 | 2034 | 2035 | 2035 | 2035 | 2035 | 2035 | 2035 | 2035 | 2035 | 2035 | 2035 | 2035 | 2035 | 2036 | 2036 | 2036 | 2036 | 2036 | 2036 | 2036 | 2036 | 2036 | 2036 | 2036 | 2036 | 2037 | 2037 | 2037 | 2037 | 2037 | 2037 | 2037 | 2037 | 2037 | 2037 | 2037 | 2037 | 2038 | 2038 | 2038 | 2038 | 2038 | 2038 | 2038 | 2038 | 2038 | 2038 | 2038 | 2038 | 2039 | 2039 | 2039 | 2039 | 2039 | 2039 | 2039 | 2039 | 2039 | 2039 | 2039 | 2039 | 2040 | 2040 | 2040 | 2040 | 2040 | 2040 | 2040 | 2040 | 2040 | 2040 | 2040 | 2040 | 2041 | 2041 | 2041 | 2041 | 2041 | 2041 | 2041 | 2041 | 2041 | 2041 | 2041 | 2041 | 2042 | 2042 | 2042 | 2042 | 2042 | 2042 | 2042 | 2042 | 2042 | 2042 | 2042 | 2042 | 2043 | 2043 | 2043 | 2043 | 2043 | 2043 | 2043 | 2043 | 2043 | 2043 | 2043 | 2043 | 2044 | 2044 | 2044 | 2044 | 2044 | 2044 | 2044
Costos para la empresa LP | Total | Pareto | Tarifa | time axis 2024-08-01 to 2044-07-01
Amortización Capital | #REF! | #REF! | #REF! | #REF! | #REF! | #REF! | #REF! | #REF! | #REF! | #REF! | #REF! | #REF! | #REF! | #REF! | #REF! | #REF! | #REF! | #REF! | #REF! | #REF! | #REF! | #REF! | #REF! | #REF! | #REF! | #REF! | #REF! | #REF! | #REF! | #REF! | #REF! | #REF! | #REF! | #REF! | #REF! | #REF! | #REF! | #REF! | #REF! | #REF! | #REF! | #REF! | #REF! | #REF! | #REF! | #REF! | #REF! | #REF! | #REF! | #REF! | #REF! | #REF! | #REF! | #REF! | #REF! | #REF! | #REF! | #REF! | #REF! | #REF! | #REF! | #REF! | #REF! | #REF! | #REF! | #REF! | #REF! | #REF! | #REF! | #REF! | #REF! | #REF! | #REF! | #REF! | #REF! | #REF! | #REF! | #REF! | #REF! | #REF! | #REF! | #REF! | #REF! | #REF! | #REF! | #REF! | #REF! | 0 | 0 | 0 | 0 | 0 | 0 | 0 | 0 | 0 | 0 | 0 | 0 | 0 | 0 | 0 | 0 | 0 | 0 | 0 | 0 | 0 | 0 | 0 | 0 | 0 | 0 | 0 | 0 | 0 | 0 | 0 | 0 | 0 | 0 | 0 | 0 | 0 | 0 | 0 | 0 | 0 | 0 | 0 | 0 | 0 | 0 | 0 | 0 | 0 | 0 | 0 | 0 | 0 | 0 | 0 | 0 | 0 | 0 | 0 | 0 | 0 | 0 | 0 | 0 | 0 | 0 | 0 | 0 | 0 | 0 | 0 | 0 | 0 | 0 | 0 | 0 | 0 | 0 | 0 | 0 | 0 | 0 | 0 | 0 | 0 | 0 | 0 | 0 | 0 | 0 | 0 | 0 | 0 | 0 | 0 | 0 | 0 | 0 | 0 | 0 | 0 | 0 | 0 | 0 | 0 | 0 | 0 | 0 | 0 | 0 | 0 | 0 | 0 | 0 | 0 | 0 | 0 | 0 | 0 | 0 | 0 | 0 | 0 | 0 | 0 | 0 | 0 | 0 | 0 | 0 | 0 | 0 | 0 | 0 | 0 | 0 | 0 | 0 | 0 | 0 | 0 | 0 | 0 | 0 | 0 | 0 | 0 | 0 | 0 | 0 | 0 | 0 | 0 | 0 | 0 | 0
Amortización Intereses | #REF! | #REF! | #REF! | #REF! | #REF! | #REF! | #REF! | #REF! | #REF! | #REF! | #REF! | #REF! | #REF! | #REF! | #REF! | #REF! | #REF! | #REF! | #REF! | #REF! | #REF! | #REF! | #REF! | #REF! | #REF! | #REF! | #REF! | #REF! | #REF! | #REF! | #REF! | #REF! | #REF! | #REF! | #REF! | #REF! | #REF! | #REF! | #REF! | #REF! | #REF! | #REF! | #REF! | #REF! | #REF! | #REF! | #REF! | #REF! | #REF! | #REF! | #REF! | #REF! | #REF! | #REF! | #REF! | #REF! | #REF! | #REF! | #REF! | #REF! | #REF! | #REF! | #REF! | #REF! | #REF! | #REF! | #REF! | #REF! | #REF! | #REF! | #REF! | #REF! | #REF! | #REF! | #REF! | #REF! | #REF! | #REF! | #REF! | #REF! | #REF! | #REF! | #REF! | #REF! | #REF! | #REF! | #REF! | 0 | 0 | 0 | 0 | 0 | 0 | 0 | 0 | 0 | 0 | 0 | 0 | 0 | 0 | 0 | 0 | 0 | 0 | 0 | 0 | 0 | 0 | 0 | 0 | 0 | 0 | 0 | 0 | 0 | 0 | 0 | 0 | 0 | 0 | 0 | 0 | 0 | 0 | 0 | 0 | 0 | 0 | 0 | 0 | 0 | 0 | 0 | 0 | 0 | 0 | 0 | 0 | 0 | 0 | 0 | 0 | 0 | 0 | 0 | 0 | 0 | 0 | 0 | 0 | 0 | 0 | 0 | 0 | 0 | 0 | 0 | 0 | 0 | 0 | 0 | 0 | 0 | 0 | 0 | 0 | 0 | 0 | 0 | 0 | 0 | 0 | 0 | 0 | 0 | 0 | 0 | 0 | 0 | 0 | 0 | 0 | 0 | 0 | 0 | 0 | 0 | 0 | 0 | 0 | 0 | 0 | 0 | 0 | 0 | 0 | 0 | 0 | 0 | 0 | 0 | 0 | 0 | 0 | 0 | 0 | 0 | 0 | 0 | 0 | 0 | 0 | 0 | 0 | 0 | 0 | 0 | 0 | 0 | 0 | 0 | 0 | 0 | 0 | 0 | 0 | 0 | 0 | 0 | 0 | 0 | 0 | 0 | 0 | 0 | 0 | 0 | 0 | 0 | 0 | 0 | 0
Seguros | #REF! | #REF! | #REF! | #REF! | #REF! | #REF! | #REF! | #REF! | #REF! | #REF! | #REF! | #REF! | #REF! | #REF! | #REF! | #REF! | #REF! | #REF! | #REF! | #REF! | #REF! | #REF! | #REF! | #REF! | #REF! | #REF! | #REF! | #REF! | #REF! | #REF! | #REF! | #REF! | #REF! | #REF! | #REF! | #REF! | #REF! | #REF! | #REF! | #REF! | #REF! | #REF! | #REF! | #REF! | #REF! | #REF! | #REF! | #REF! | #REF! | #REF! | #REF! | #REF! | #REF! | #REF! | #REF! | #REF! | #REF! | #REF! | #REF! | #REF! | #REF! | #REF! | #REF! | #REF! | #REF! | #REF! | #REF! | #REF! | #REF! | #REF! | #REF! | #REF! | #REF! | #REF! | #REF! | #REF! | #REF! | #REF! | #REF! | #REF! | #REF! | #REF! | #REF! | #REF! | #REF! | #REF! | #REF! | 0 | 0 | 0 | 0 | 0 | 0 | 0 | 0 | 0 | 0 | 0 | 0 | 0 | 0 | 0 | 0 | 0 | 0 | 0 | 0 | 0 | 0 | 0 | 0 | 0 | 0 | 0 | 0 | 0 | 0 | 0 | 0 | 0 | 0 | 0 | 0 | 0 | 0 | 0 | 0 | 0 | 0 | 0 | 0 | 0 | 0 | 0 | 0 | 0 | 0 | 0 | 0 | 0 | 0 | 0 | 0 | 0 | 0 | 0 | 0 | 0 | 0 | 0 | 0 | 0 | 0 | 0 | 0 | 0 | 0 | 0 | 0 | 0 | 0 | 0 | 0 | 0 | 0 | 0 | 0 | 0 | 0 | 0 | 0 | 0 | 0 | 0 | 0 | 0 | 0 | 0 | 0 | 0 | 0 | 0 | 0 | 0 | 0 | 0 | 0 | 0 | 0 | 0 | 0 | 0 | 0 | 0 | 0 | 0 | 0 | 0 | 0 | 0 | 0 | 0 | 0 | 0 | 0 | 0 | 0 | 0 | 0 | 0 | 0 | 0 | 0 | 0 | 0 | 0 | 0 | 0 | 0 | 0 | 0 | 0 | 0 | 0 | 0 | 0 | 0 | 0 | 0 | 0 | 0 | 0 | 0 | 0 | 0 | 0 | 0 | 0 | 0 | 0 | 0 | 0 | 0
Mantenimiento | #REF! | #REF! | #REF! | 0 | 0 | 0 | #REF! | 0 | 0 | #REF! | 0 | 0 | #REF! | 0 | 0 | #REF! | 0 | 0 | #REF! | 0 | 0 | #REF! | 0 | 0 | #REF! | 0 | 0 | #REF! | 0 | 0 | #REF! | 0 | 0 | #REF! | 0 | 0 | #REF! | 0 | 0 | #REF! | 0 | 0 | #REF! | 0 | 0 | #REF! | 0 | 0 | #REF! | 0 | 0 | #REF! | 0 | 0 | #REF! | 0 | 0 | #REF! | 0 | 0 | #REF! | 0 | 0 | #REF! | 0 | 0 | #REF! | 0 | 0 | #REF! | 0 | 0 | #REF! | 0 | 0 | #REF! | 0 | 0 | #REF! | 0 | 0 | #REF! | 0 | 0 | #REF! | 0 | 0 | #REF! | 0 | 0 | #REF! | 0 | 0 | #REF! | 0 | 0 | #REF! | 0 | 0 | #REF! | 0 | 0 | #REF! | 0 | 0 | #REF! | 0 | 0 | #REF! | 0 | 0 | #REF! | 0 | 0 | #REF! | 0 | 0 | #REF! | 0 | 0 | #REF! | 0 | 0 | #REF! | 0 | 0 | #REF! | 0 | 0 | #REF! | 0 | 0 | #REF! | 0 | 0 | #REF! | 0 | 0 | #REF! | 0 | 0 | #REF! | 0 | 0 | #REF! | 0 | 0 | #REF! | 0 | 0 | #REF! | 0 | 0 | #REF! | 0 | 0 | #REF! | 0 | 0 | #REF! | 0 | 0 | #REF! | 0 | 0 | #REF! | 0 | 0 | #REF! | 0 | 0 | #REF! | 0 | 0 | #REF! | 0 | 0 | #REF! | 0 | 0 | #REF! | 0 | 0 | #REF! | 0 | 0 | #REF! | 0 | 0 | #REF! | 0 | 0 | #REF! | 0 | 0 | #REF! | 0 | 0 | #REF! | 0 | 0 | #REF! | 0 | 0 | #REF! | 0 | 0 | #REF! | 0 | 0 | #REF! | 0 | 0 | #REF! | 0 | 0 | #REF! | 0 | 0 | #REF! | 0 | 0 | #REF! | 0 | 0 | #REF! | 0 | 0 | #REF! | 0 | 0 | #REF! | 0 | 0 | #REF! | 0 | 0 | #REF! | 0 | 0 | #REF! | 0 | 0
Reposición | #REF! | #REF! | #REF! | 0 | 0 | 0 | 0 | 0 | 0 | 0 | 0 | 0 | 0 | 0 | 0 | 0 | 0 | 0 | 0 | 0 | 0 | 0 | 0 | 0 | 0 | 0 | 0 | 0 | 0 | 0 | 0 | 0 | 0 | 0 | 0 | 0 | 0 | 0 | 0 | 0 | 0 | 0 | 0 | 0 | 0 | 0 | 0 | 0 | 0 | 0 | 0 | #REF! | #REF! | #REF! | #REF! | #REF! | #REF! | #REF! | #REF! | #REF! | #REF! | #REF! | #REF! | #REF! | #REF! | #REF! | #REF! | #REF! | #REF! | #REF! | #REF! | #REF! | #REF! | #REF! | #REF! | #REF! | #REF! | #REF! | #REF! | #REF! | #REF! | #REF! | #REF! | #REF! | #REF! | #REF! | #REF! | #REF! | #REF! | #REF! | #REF! | #REF! | #REF! | #REF! | #REF! | #REF! | #REF! | #REF! | #REF! | #REF! | #REF! | #REF! | #REF! | #REF! | #REF! | #REF! | #REF! | #REF! | #REF! | #REF! | #REF! | #REF! | #REF! | #REF! | #REF! | #REF! | #REF! | #REF! | #REF! | #REF! | #REF! | #REF! | #REF! | #REF! | #REF! | #REF! | #REF! | #REF! | #REF! | #REF! | #REF! | #REF! | #REF! | #REF! | #REF! | #REF! | #REF! | #REF! | #REF! | #REF! | #REF! | #REF! | #REF! | #REF! | #REF! | #REF! | #REF! | #REF! | #REF! | #REF! | #REF! | #REF! | #REF! | #REF! | #REF! | #REF! | #REF! | #REF! | #REF! | #REF! | #REF! | #REF! | #REF! | #REF! | #REF! | #REF! | #REF! | #REF! | #REF! | #REF! | #REF! | #REF! | #REF! | #REF! | #REF! | #REF! | #REF! | #REF! | #REF! | #REF! | #REF! | #REF! | #REF! | #REF! | #REF! | #REF! | #REF! | #REF! | 0 | 0 | 0 | 0 | 0 | 0 | 0 | 0 | 0 | 0 | 0 | 0 | 0 | 0 | 0 | 0 | 0 | 0 | 0 | 0 | 0 | 0 | 0 | 0 | 0 | 0 | 0 | 0 | 0 | 0 | 0 | 0 | 0 | 0 | 0 | 0 | 0 | 0 | 0 | 0 | 0 | 0 | 0 | 0 | 0 | 0 | 0 | 0 | 0 | 0 | 0 | 0 | 0 | 0 | 0
Operación | #REF! | #REF! | #REF! | #REF! | #REF! | #REF! | #REF! | #REF! | #REF! | #REF! | #REF! | #REF! | #REF! | #REF! | #REF! | #REF! | #REF! | #REF! | #REF! | #REF! | #REF! | #REF! | #REF! | #REF! | #REF! | #REF! | #REF! | #REF! | #REF! | #REF! | #REF! | #REF! | #REF! | #REF! | #REF! | #REF! | #REF! | #REF! | #REF! | #REF! | #REF! | #REF! | #REF! | #REF! | #REF! | #REF! | #REF! | #REF! | #REF! | #REF! | #REF! | #REF! | #REF! | #REF! | #REF! | #REF! | #REF! | #REF! | #REF! | #REF! | #REF! | #REF! | #REF! | #REF! | #REF! | #REF! | #REF! | #REF! | #REF! | #REF! | #REF! | #REF! | #REF! | #REF! | #REF! | #REF! | #REF! | #REF! | #REF! | #REF! | #REF! | #REF! | #REF! | #REF! | #REF! | #REF! | #REF! | #REF! | #REF! | #REF! | #REF! | #REF! | #REF! | #REF! | #REF! | #REF! | #REF! | #REF! | #REF! | #REF! | #REF! | #REF! | #REF! | #REF! | #REF! | #REF! | #REF! | #REF! | #REF! | #REF! | #REF! | #REF! | #REF! | #REF! | #REF! | #REF! | #REF! | #REF! | #REF! | #REF! | #REF! | #REF! | #REF! | #REF! | #REF! | #REF! | #REF! | #REF! | #REF! | #REF! | #REF! | #REF! | #REF! | #REF! | #REF! | #REF! | #REF! | #REF! | #REF! | #REF! | #REF! | #REF! | #REF! | #REF! | #REF! | #REF! | #REF! | #REF! | #REF! | #REF! | #REF! | #REF! | #REF! | #REF! | #REF! | #REF! | #REF! | #REF! | #REF! | #REF! | #REF! | #REF! | #REF! | #REF! | #REF! | #REF! | #REF! | #REF! | #REF! | #REF! | #REF! | #REF! | #REF! | #REF! | #REF! | #REF! | #REF! | #REF! | #REF! | #REF! | #REF! | #REF! | #REF! | #REF! | #REF! | #REF! | #REF! | #REF! | #REF! | #REF! | #REF! | #REF! | #REF! | #REF! | #REF! | #REF! | #REF! | #REF! | #REF! | #REF! | #REF! | #REF! | #REF! | #REF! | #REF! | #REF! | #REF! | #REF! | #REF! | #REF! | #REF! | #REF! | #REF! | #REF! | #REF! | #REF! | #REF! | #REF! | #REF! | #REF! | #REF! | #REF! | #REF! | #REF! | #REF! | #REF! | #REF! | #REF! | #REF! | #REF! | #REF! | #REF! | #REF! | #REF! | #REF! | #REF! | #REF! | #REF! | #REF! | #REF! | #REF! | #REF! | #REF!
Total | #REF! |  | #REF! | #REF! | #REF! | #REF! | #REF! | #REF! | #REF! | #REF! | #REF! | #REF! | #REF! | #REF! | #REF! | #REF! | #REF! | #REF! | #REF! | #REF! | #REF! | #REF! | #REF! | #REF! | #REF! | #REF! | #REF! | #REF! | #REF! | #REF! | #REF! | #REF! | #REF! | #REF! | #REF! | #REF! | #REF! | #REF! | #REF! | #REF! | #REF! | #REF! | #REF! | #REF! | #REF! | #REF! | #REF! | #REF! | #REF! | #REF! | #REF! | #REF! | #REF! | #REF! | #REF! | #REF! | #REF! | #REF! | #REF! | #REF! | #REF! | #REF! | #REF! | #REF! | #REF! | #REF! | #REF! | #REF! | #REF! | #REF! | #REF! | #REF! | #REF! | #REF! | #REF! | #REF! | #REF! | #REF! | #REF! | #REF! | #REF! | #REF! | #REF! | #REF! | #REF! | #REF! | #REF! | #REF! | #REF! | #REF! | #REF! | #REF! | #REF! | #REF! | #REF! | #REF! | #REF! | #REF! | #REF! | #REF! | #REF! | #REF! | #REF! | #REF! | #REF! | #REF! | #REF! | #REF! | #REF! | #REF! | #REF! | #REF! | #REF! | #REF! | #REF! | #REF! | #REF! | #REF! | #REF! | #REF! | #REF! | #REF! | #REF! | #REF! | #REF! | #REF! | #REF! | #REF! | #REF! | #REF! | #REF! | #REF! | #REF! | #REF! | #REF! | #REF! | #REF! | #REF! | #REF! | #REF! | #REF! | #REF! | #REF! | #REF! | #REF! | #REF! | #REF! | #REF! | #REF! | #REF! | #REF! | #REF! | #REF! | #REF! | #REF! | #REF! | #REF! | #REF! | #REF! | #REF! | #REF! | #REF! | #REF! | #REF! | #REF! | #REF! | #REF! | #REF! | #REF! | #REF! | #REF! | #REF! | #REF! | #REF! | #REF! | #REF! | #REF! | #REF! | #REF! | #REF! | #REF! | #REF! | #REF! | #REF! | #REF! | #REF! | #REF! | #REF! | #REF! | #REF! | #REF! | #REF! | #REF! | #REF! | #REF! | #REF! | #REF! | #REF! | #REF! | #REF! | #REF! | #REF! | #REF! | #REF! | #REF! | #REF! | #REF! | #REF! | #REF! | #REF! | #REF! | #REF! | #REF! | #REF! | #REF! | #REF! | #REF! | #REF! | #REF! | #REF! | #REF! | #REF! | #REF! | #REF! | #REF! | #REF! | #REF! | #REF! | #REF! | #REF! | #REF! | #REF! | #REF! | #REF! | #REF! | #REF! | #REF! | #REF! | #REF! | #REF! | #REF! | #REF! | #REF!
Energía | 370978.6222
Tarifa ($/kWH) | #REF!
|  |  |  | 2024 | 2025 | 2026 | 2027 | 2028 | 2029 | 2030 | 2031 | 2032 | 2033 | 2034 | 2035 | 2036 | 2037 | 2038 | 2039 | 2040 | 2041 | 2042 | 2043 | 2044
| Costos |  |  | #REF! | #REF! | #REF! | #REF! | #REF! | #REF! | #REF! | #REF! | #REF! | #REF! | #REF! | #REF! | #REF! | #REF! | #REF! | #REF! | #REF! | #REF! | #REF! | #REF! | #REF!
| Amortización Capital |  |  | #REF! | #REF! | #REF! | #REF! | #REF! | #REF! | #REF! | #REF! | 0 | 0 | 0 | 0 | 0 | 0 | 0 | 0 | 0 | 0 | 0 | 0 | 0
| Mantenimiento |  |  | #REF! | #REF! | #REF! | #REF! | #REF! | #REF! | #REF! | #REF! | #REF! | #REF! | #REF! | #REF! | #REF! | #REF! | #REF! | #REF! | #REF! | #REF! | #REF! | #REF! | #REF!
| Reposición |  |  | 0 | 0 | 0 | 0 | #REF! | #REF! | #REF! | #REF! | #REF! | #REF! | #REF! | #REF! | #REF! | #REF! | #REF! | #REF! | 0 | 0 | 0 | 0 | 0
| Operación |  |  | #REF! | #REF! | #REF! | #REF! | #REF! | #REF! | #REF! | #REF! | #REF! | #REF! | #REF! | #REF! | #REF! | #REF! | #REF! | #REF! | #REF! | #REF! | #REF! | #REF! | #REF!
| Intereses |  |  | #REF! | #REF! | #REF! | #REF! | #REF! | #REF! | #REF! | #REF! | 0 | 0 | 0 | 0 | 0 | 0 | 0 | 0 | 0 | 0 | 0 | 0 | 0
| Seguros |  |  | #REF! | #REF! | #REF! | #REF! | #REF! | #REF! | #REF! | #REF! | 0 | 0 | 0 | 0 | 0 | 0 | 0 | 0 | 0 | 0 | 0 | 0 | 0
| Total |  |  | #REF! | #REF! | #REF! | #REF! | #REF! | #REF! | #REF! | #REF! | #REF! | #REF! | #REF! | #REF! | #REF! | #REF! | #REF! | #REF! | #REF! | #REF! | #REF! | #REF! | #REF!
Costos para el inversionista
Inversión | #REF!
Info para EEFF |  |  |  | 2024 | 2024 | 2024 | 2024 | 2024 | 2025 | 2025 | 2025 | 2025 | 2025 | 2025 | 2025 | 2025 | 2025 | 2025 | 2025 | 2025 | 2026 | 2026 | 2026 | 2026 | 2026 | 2026 | 2026 | 2026 | 2026 | 2026 | 2026 | 2026 | 2027 | 2027 | 2027 | 2027 | 2027 | 2027 | 2027 | 2027 | 2027 | 2027 | 2027 | 2027 | 2028 | 2028 | 2028 | 2028 | 2028 | 2028 | 2028 | 2028 | 2028 | 2028 | 2028 | 2028 | 2029 | 2029 | 2029 | 2029 | 2029 | 2029 | 2029 | 2029 | 2029 | 2029 | 2029 | 2029 | 2030 | 2030 | 2030 | 2030 | 2030 | 2030 | 2030 | 2030 | 2030 | 2030 | 2030 | 2030 | 2031 | 2031 | 2031 | 2031 | 2031 | 2031 | 2031 | 2031 | 2031 | 2031 | 2031 | 2031 | 2032 | 2032 | 2032 | 2032 | 2032 | 2032 | 2032 | 2032 | 2032 | 2032 | 2032 | 2032 | 2033 | 2033 | 2033 | 2033 | 2033 | 2033 | 2033 | 2033 | 2033 | 2033 | 2033 | 2033 | 2034 | 2034 | 2034 | 2034 | 2034 | 2034 | 2034 | 2034 | 2034 | 2034 | 2034 | 2034 | 2035 | 2035 | 2035 | 2035 | 2035 | 2035 | 2035 | 2035 | 2035 | 2035 | 2035 | 2035 | 2036 | 2036 | 2036 | 2036 | 2036 | 2036 | 2036 | 2036 | 2036 | 2036 | 2036 | 2036 | 2037 | 2037 | 2037 | 2037 | 2037 | 2037 | 2037 | 2037 | 2037 | 2037 | 2037 | 2037 | 2038 | 2038 | 2038 | 2038 | 2038 | 2038 | 2038 | 2038 | 2038 | 2038 | 2038 | 2038 | 2039 | 2039 | 2039 | 2039 | 2039 | 2039 | 2039 | 2039 | 2039 | 2039 | 2039 | 2039 | 2040 | 2040 | 2040 | 2040 | 2040 | 2040 | 2040 | 2040 | 2040 | 2040 | 2040 | 2040 | 2041 | 2041 | 2041 | 2041 | 2041 | 2041 | 2041 | 2041 | 2041 | 2041 | 2041 | 2041 | 2042 | 2042 | 2042 | 2042 | 2042 | 2042 | 2042 | 2042 | 2042 | 2042 | 2042 | 2042 | 2043 | 2043 | 2043 | 2043 | 2043 | 2043 | 2043 | 2043 | 2043 | 2043 | 2043 | 2043 | 2044 | 2044 | 2044 | 2044 | 2044 | 2044 | 2044
Costos para la empresa | time axis 2024-08-01 to 2044-07-01
Amortización Capital |  |  |  | 2024-08-01: #REF!; 2024-09-01: #REF!; 2024-10-01: #REF!; 2024-11-01: #REF!; 2024-12-01: #REF!; 2025-01-01: #REF!; 2025-02-01: #REF!; 2025-03-01: #REF!; 2025-04-01: #REF!; 2025-05-01: #REF!; 2025-06-01: #REF!; 2025-07-01: #REF!; 2025-08-01: #REF!; 2025-09-01: #REF!; 2025-10-01: #REF!; 2025-11-01: #REF!; 2025-12-01: #REF!; 2026-01-01: #REF!; 2026-02-01: #REF!; 2026-03-01: #REF!; 2026-04-01: #REF!; 2026-05-01: #REF!; 2026-06-01: #REF!; 2026-07-01: #REF!; 2026-08-01: #REF!; 2026-09-01: #REF!; 2026-10-01: #REF!; 2026-11-01: #REF!; 2026-12-01: #REF!; 2027-01-01: #REF!; 2027-02-01: #REF!; 2027-03-01: #REF!; 2027-04-01: #REF!; 2027-05-01: #REF!; 2027-06-01: #REF!; 2027-07-01: #REF!; 2027-08-01: #REF!; 2027-09-01: #REF!; 2027-10-01: #REF!; 2027-11-01: #REF!; 2027-12-01: #REF!; 2028-01-01: #REF!; 2028-02-01: #REF!; 2028-03-01: #REF!; 2028-04-01: #REF!; 2028-05-01: #REF!; 2028-06-01: #REF!; 2028-07-01: #REF!
Mantenimiento |  |  |  | 0 | 0 | 0 | #REF! | 0 | 0 | #REF! | 0 | 0 | #REF! | 0 | 0 | #REF! | 0 | 0 | #REF! | 0 | 0 | #REF! | 0 | 0 | #REF! | 0 | 0 | #REF! | 0 | 0 | #REF! | 0 | 0 | #REF! | 0 | 0 | #REF! | 0 | 0 | #REF! | 0 | 0 | #REF! | 0 | 0 | #REF! | 0 | 0 | #REF! | 0 | 0 | #REF! | 0 | 0 | #REF! | 0 | 0 | #REF! | 0 | 0 | #REF! | 0 | 0 | #REF! | 0 | 0 | #REF! | 0 | 0 | #REF! | 0 | 0 | #REF! | 0 | 0 | #REF! | 0 | 0 | #REF! | 0 | 0 | #REF! | 0 | 0 | #REF! | 0 | 0 | #REF! | 0 | 0 | #REF! | 0 | 0 | #REF! | 0 | 0 | #REF! | 0 | 0 | #REF! | 0 | 0 | #REF! | 0 | 0 | #REF! | 0 | 0 | #REF! | 0 | 0 | #REF! | 0 | 0 | #REF! | 0 | 0 | #REF! | 0 | 0 | #REF! | 0 | 0 | #REF! | 0 | 0 | #REF! | 0 | 0 | #REF! | 0 | 0 | #REF! | 0 | 0 | #REF! | 0 | 0 | #REF! | 0 | 0 | #REF! | 0 | 0 | #REF! | 0 | 0 | #REF! | 0 | 0 | #REF! | 0 | 0 | #REF! | 0 | 0 | #REF! | 0 | 0 | #REF! | 0 | 0 | #REF! | 0 | 0 | #REF! | 0 | 0 | #REF! | 0 | 0 | #REF! | 0 | 0 | #REF! | 0 | 0 | #REF! | 0 | 0 | #REF! | 0 | 0 | #REF! | 0 | 0 | #REF! | 0 | 0 | #REF! | 0 | 0 | #REF! | 0 | 0 | #REF! | 0 | 0 | #REF! | 0 | 0 | #REF! | 0 | 0 | #REF! | 0 | 0 | #REF! | 0 | 0 | #REF! | 0 | 0 | #REF! | 0 | 0 | #REF! | 0 | 0 | #REF! | 0 | 0 | #REF! | 0 | 0 | #REF! | 0 | 0 | #REF! | 0 | 0 | #REF! | 0 | 0 | #REF! | 0 | 0 | #REF! | 0 | 0 | #REF! | 0 | 0
Reposición |  |  |  | 0 | 0 | 0 | 0 | 0 | 0 | 0 | 0 | 0 | 0 | 0 | 0 | 0 | 0 | 0 | 0 | 0 | 0 | 0 | 0 | 0 | 0 | 0 | 0 | 0 | 0 | 0 | 0 | 0 | 0 | 0 | 0 | 0 | 0 | 0 | 0 | 0 | 0 | 0 | 0 | 0 | 0 | 0 | 0 | 0 | 0 | 0 | 0 | #REF! | #REF! | #REF! | #REF! | #REF! | #REF! | #REF! | #REF! | #REF! | #REF! | #REF! | #REF! | #REF! | #REF! | #REF! | #REF! | #REF! | #REF! | #REF! | #REF! | #REF! | #REF! | #REF! | #REF! | #REF! | #REF! | #REF! | #REF! | #REF! | #REF! | #REF! | #REF! | #REF! | #REF! | #REF! | #REF! | #REF! | #REF! | #REF! | #REF! | #REF! | #REF! | #REF! | #REF! | #REF! | #REF! | #REF! | #REF! | #REF! | #REF! | #REF! | #REF! | #REF! | #REF! | #REF! | #REF! | #REF! | #REF! | #REF! | #REF! | #REF! | #REF! | #REF! | #REF! | #REF! | #REF! | #REF! | #REF! | #REF! | #REF! | #REF! | #REF! | #REF! | #REF! | #REF! | #REF! | #REF! | #REF! | #REF! | #REF! | #REF! | #REF! | #REF! | #REF! | #REF! | #REF! | #REF! | #REF! | #REF! | #REF! | #REF! | #REF! | #REF! | #REF! | #REF! | #REF! | #REF! | #REF! | #REF! | #REF! | #REF! | #REF! | #REF! | #REF! | #REF! | #REF! | #REF! | #REF! | #REF! | #REF! | #REF! | #REF! | #REF! | #REF! | #REF! | #REF! | #REF! | #REF! | #REF! | #REF! | 0 | 0 | 0 | 0 | 0 | 0 | 0 | 0 | 0 | 0 | 0 | 0 | 0 | 0 | 0 | 0 | 0 | 0 | 0 | 0 | 0 | 0 | 0 | 0 | 0 | 0 | 0 | 0 | 0 | 0 | 0 | 0 | 0 | 0 | 0 | 0 | 0 | 0 | 0 | 0 | 0 | 0 | 0 | 0 | 0 | 0 | 0 | 0 | 0 | 0 | 0 | 0 | 0 | 0 | 0 | 0 | 0 | 0 | 0 | 0 | 0 | 0 | 0 | 0 | 0 | 0 | 0 | 0 | 0 | 0 | 0 | 0
Operación |  |  |  | #REF! | #REF! | #REF! | #REF! | #REF! | #REF! | #REF! | #REF! | #REF! | #REF! | #REF! | #REF! | #REF! | #REF! | #REF! | #REF! | #REF! | #REF! | #REF! | #REF! | #REF! | #REF! | #REF! | #REF! | #REF! | #REF! | #REF! | #REF! | #REF! | #REF! | #REF! | #REF! | #REF! | #REF! | #REF! | #REF! | #REF! | #REF! | #REF! | #REF! | #REF! | #REF! | #REF! | #REF! | #REF! | #REF! | #REF! | #REF! | #REF! | #REF! | #REF! | #REF! | #REF! | #REF! | #REF! | #REF! | #REF! | #REF! | #REF! | #REF! | #REF! | #REF! | #REF! | #REF! | #REF! | #REF! | #REF! | #REF! | #REF! | #REF! | #REF! | #REF! | #REF! | #REF! | #REF! | #REF! | #REF! | #REF! | #REF! | #REF! | #REF! | #REF! | #REF! | #REF! | #REF! | #REF! | #REF! | #REF! | #REF! | #REF! | #REF! | #REF! | #REF! | #REF! | #REF! | #REF! | #REF! | #REF! | #REF! | #REF! | #REF! | #REF! | #REF! | #REF! | #REF! | #REF! | #REF! | #REF! | #REF! | #REF! | #REF! | #REF! | #REF! | #REF! | #REF! | #REF! | #REF! | #REF! | #REF! | #REF! | #REF! | #REF! | #REF! | #REF! | #REF! | #REF! | #REF! | #REF! | #REF! | #REF! | #REF! | #REF! | #REF! | #REF! | #REF! | #REF! | #REF! | #REF! | #REF! | #REF! | #REF! | #REF! | #REF! | #REF! | #REF! | #REF! | #REF! | #REF! | #REF! | #REF! | #REF! | #REF! | #REF! | #REF! | #REF! | #REF! | #REF! | #REF! | #REF! | #REF! | #REF! | #REF! | #REF! | #REF! | #REF! | #REF! | #REF! | #REF! | #REF! | #REF! | #REF! | #REF! | #REF! | #REF! | #REF! | #REF! | #REF! | #REF! | #REF! | #REF! | #REF! | #REF! | #REF! | #REF! | #REF! | #REF! | #REF! | #REF! | #REF! | #REF! | #REF! | #REF! | #REF! | #REF! | #REF! | #REF! | #REF! | #REF! | #REF! | #REF! | #REF! | #REF! | #REF! | #REF! | #REF! | #REF! | #REF! | #REF! | #REF! | #REF! | #REF! | #REF! | #REF! | #REF! | #REF! | #REF! | #REF! | #REF! | #REF! | #REF! | #REF! | #REF! | #REF! | #REF! | #REF! | #REF! | #REF! | #REF! | #REF! | #REF! | #REF! | #REF! | #REF! | #REF! | #REF! | #REF! | #REF! | #REF! | #REF! | #REF!
Total |  |  |  | #REF! | #REF! | #REF! | #REF! | #REF! | #REF! | #REF! | #REF! | #REF! | #REF! | #REF! | #REF! | #REF! | #REF! | #REF! | #REF! | #REF! | #REF! | #REF! | #REF! | #REF! | #REF! | #REF! | #REF! | #REF! | #REF! | #REF! | #REF! | #REF! | #REF! | #REF! | #REF! | #REF! | #REF! | #REF! | #REF! | #REF! | #REF! | #REF! | #REF! | #REF! | #REF! | #REF! | #REF! | #REF! | #REF! | #REF! | #REF! | #REF! | #REF! | #REF! | #REF! | #REF! | #REF! | #REF! | #REF! | #REF! | #REF! | #REF! | #REF! | #REF! | #REF! | #REF! | #REF! | #REF! | #REF! | #REF! | #REF! | #REF! | #REF! | #REF! | #REF! | #REF! | #REF! | #REF! | #REF! | #REF! | #REF! | #REF! | #REF! | #REF! | #REF! | #REF! | #REF! | #REF! | #REF! | #REF! | #REF! | #REF! | #REF! | #REF! | #REF! | #REF! | #REF! | #REF! | #REF! | #REF! | #REF! | #REF! | #REF! | #REF! | #REF! | #REF! | #REF! | #REF! | #REF! | #REF! | #REF! | #REF! | #REF! | #REF! | #REF! | #REF! | #REF! | #REF! | #REF! | #REF! | #REF! | #REF! | #REF! | #REF! | #REF! | #REF! | #REF! | #REF! | #REF! | #REF! | #REF! | #REF! | #REF! | #REF! | #REF! | #REF! | #REF! | #REF! | #REF! | #REF! | #REF! | #REF! | #REF! | #REF! | #REF! | #REF! | #REF! | #REF! | #REF! | #REF! | #REF! | #REF! | #REF! | #REF! | #REF! | #REF! | #REF! | #REF! | #REF! | #REF! | #REF! | #REF! | #REF! | #REF! | #REF! | #REF! | #REF! | #REF! | #REF! | #REF! | #REF! | #REF! | #REF! | #REF! | #REF! | #REF! | #REF! | #REF! | #REF! | #REF! | #REF! | #REF! | #REF! | #REF! | #REF! | #REF! | #REF! | #REF! | #REF! | #REF! | #REF! | #REF! | #REF! | #REF! | #REF! | #REF! | #REF! | #REF! | #REF! | #REF! | #REF! | #REF! | #REF! | #REF! | #REF! | #REF! | #REF! | #REF! | #REF! | #REF! | #REF! | #REF! | #REF! | #REF! | #REF! | #REF! | #REF! | #REF! | #REF! | #REF! | #REF! | #REF! | #REF! | #REF! | #REF! | #REF! | #REF! | #REF! | #REF! | #REF! | #REF! | #REF! | #REF! | #REF! | #REF! | #REF! | #REF! | #REF! | #REF! | #REF! | #REF! | #REF! | #REF!
Intereses |  |  |  | 2024-08-01: #REF!; 2024-09-01: #REF!; 2024-10-01: #REF!; 2024-11-01: #REF!; 2024-12-01: #REF!; 2025-01-01: #REF!; 2025-02-01: #REF!; 2025-03-01: #REF!; 2025-04-01: #REF!; 2025-05-01: #REF!; 2025-06-01: #REF!; 2025-07-01: #REF!; 2025-08-01: #REF!; 2025-09-01: #REF!; 2025-10-01: #REF!; 2025-11-01: #REF!; 2025-12-01: #REF!; 2026-01-01: #REF!; 2026-02-01: #REF!; 2026-03-01: #REF!; 2026-04-01: #REF!; 2026-05-01: #REF!; 2026-06-01: #REF!; 2026-07-01: #REF!; 2026-08-01: #REF!; 2026-09-01: #REF!; 2026-10-01: #REF!; 2026-11-01: #REF!; 2026-12-01: #REF!; 2027-01-01: #REF!; 2027-02-01: #REF!; 2027-03-01: #REF!; 2027-04-01: #REF!; 2027-05-01: #REF!; 2027-06-01: #REF!; 2027-07-01: #REF!; 2027-08-01: #REF!; 2027-09-01: #REF!; 2027-10-01: #REF!; 2027-11-01: #REF!; 2027-12-01: #REF!; 2028-01-01: #REF!; 2028-02-01: #REF!; 2028-03-01: #REF!; 2028-04-01: #REF!; 2028-05-01: #REF!; 2028-06-01: #REF!; 2028-07-01: #REF!
|  |  |  | 2024 | 2025 | 2026 | 2027 | 2028 | 2029 | 2030 | 2031 | 2032 | 2033 | 2034 | 2035 | 2036 | 2037 | 2038 | 2039 | 2040 | 2041 | 2042 | 2043 | 2044
| Costos |  |  | #REF! | #REF! | #REF! | #REF! | #REF! | #REF! | #REF! | #REF! | #REF! | #REF! | #REF! | #REF! | #REF! | #REF! | #REF! | #REF! | #REF! | #REF! | #REF! | #REF! | #REF!
| Amortización Capital |  |  | #REF! | #REF! | #REF! | #REF! | #REF! | 0 | 0 | 0 | 0 | 0 | 0 | 0 | 0 | 0 | 0 | 0 | 0 | 0 | 0 | 0 | 0
| Mantenimiento |  |  | #REF! | #REF! | #REF! | #REF! | #REF! | #REF! | #REF! | #REF! | #REF! | #REF! | #REF! | #REF! | #REF! | #REF! | #REF! | #REF! | #REF! | #REF! | #REF! | #REF! | #REF!
| Reposición |  |  | 0 | 0 | 0 | 0 | #REF! | #REF! | #REF! | #REF! | #REF! | #REF! | #REF! | #REF! | #REF! | #REF! | #REF! | 0 | 0 | 0 | 0 | 0 | 0
| Operación |  |  | #REF! | #REF! | #REF! | #REF! | #REF! | #REF! | #REF! | #REF! | #REF! | #REF! | #REF! | #REF! | #REF! | #REF! | #REF! | #REF! | #REF! | #REF! | #REF! | #REF! | #REF!
| Intereses |  |  | #REF! | #REF! | #REF! | #REF! | #REF! | 0 | 0 | 0 | 0 | 0 | 0 | 0 | 0 | 0 | 0 | 0 | 0 | 0 | 0 | 0 | 0
|  |  |  | #REF! | #REF! | #REF! | #REF! | #REF! | #REF! | #REF! | #REF! | #REF! | #REF! | #REF! | #REF! | #REF! | #REF! | #REF! | #REF! | #REF! | #REF! | #REF! | #REF! | #REF!
|  |  |  | 2024 | 2024 | 2024 | 2024 | 2024 | 2025 | 2025 | 2025 | 2025 | 2025 | 2025 | 2025 | 2025 | 2025 | 2025 | 2025 | 2025 | 2026 | 2026 | 2026 | 2026 | 2026 | 2026 | 2026 | 2026 | 2026 | 2026 | 2026 | 2026 | 2027 | 2027 | 2027 | 2027 | 2027 | 2027 | 2027 | 2027 | 2027 | 2027 | 2027 | 2027 | 2028 | 2028 | 2028 | 2028 | 2028 | 2028 | 2028 | 2028 | 2028 | 2028 | 2028 | 2028 | 2029 | 2029 | 2029 | 2029 | 2029 | 2029 | 2029 | 2029 | 2029 | 2029 | 2029 | 2029 | 2030 | 2030 | 2030 | 2030 | 2030 | 2030 | 2030 | 2030 | 2030 | 2030 | 2030 | 2030 | 2031 | 2031 | 2031 | 2031 | 2031 | 2031 | 2031 | 2031 | 2031 | 2031 | 2031 | 2031 | 2032 | 2032 | 2032 | 2032 | 2032 | 2032 | 2032 | 2032 | 2032 | 2032 | 2032 | 2032 | 2033 | 2033 | 2033 | 2033 | 2033 | 2033 | 2033 | 2033 | 2033 | 2033 | 2033 | 2033 | 2034 | 2034 | 2034 | 2034 | 2034 | 2034 | 2034 | 2034 | 2034 | 2034 | 2034 | 2034 | 2035 | 2035 | 2035 | 2035 | 2035 | 2035 | 2035 | 2035 | 2035 | 2035 | 2035 | 2035 | 2036 | 2036 | 2036 | 2036 | 2036 | 2036 | 2036 | 2036 | 2036 | 2036 | 2036 | 2036 | 2037 | 2037 | 2037 | 2037 | 2037 | 2037 | 2037 | 2037 | 2037 | 2037 | 2037 | 2037 | 2038 | 2038 | 2038 | 2038 | 2038 | 2038 | 2038 | 2038 | 2038 | 2038 | 2038 | 2038 | 2039 | 2039 | 2039 | 2039 | 2039 | 2039 | 2039 | 2039 | 2039 | 2039 | 2039 | 2039 | 2040 | 2040 | 2040 | 2040 | 2040 | 2040 | 2040 | 2040 | 2040 | 2040 | 2040 | 2040 | 2041 | 2041 | 2041 | 2041 | 2041 | 2041 | 2041 | 2041 | 2041 | 2041 | 2041 | 2041 | 2042 | 2042 | 2042 | 2042 | 2042 | 2042 | 2042 | 2042 | 2042 | 2042 | 2042 | 2042 | 2043 | 2043 | 2043 | 2043 | 2043 | 2043 | 2043 | 2043 | 2043 | 2043 | 2043 | 2043 | 2044 | 2044 | 2044 | 2044 | 2044 | 2044 | 2044 | 2044 | 2044 | 2044 | 2044 | 2044
Gastos Administrativos | time axis 2024-08-01 to 2044-12-01
Administración |  |  |  | 100000 | 100000 | 100000 | 100000 | 100000 | 110000 | 110000 | 110000 | 110000 | 110000 | 110000 | 110000 | 110000 | 110000 | 110000 | 110000 | 110000 | 121000 | 121000 | 121000 | 121000 | 121000 | 121000 | 121000 | 121000 | 121000 | 121000 | 121000 | 121000 | 133100 | 133100 | 133100 | 133100 | 133100 | 133100 | 133100 | 133100 | 133100 | 133100 | 133100 | 133100 | 146410 | 146410 | 146410 | 146410 | 146410 | 146410 | 146410 | 146410 | 146410 | 146410 | 146410 | 146410 | 161051 | 161051 | 161051 | 161051 | 161051 | 161051 | 161051 | 161051 | 161051 | 161051 | 161051 | 161051 | 177156.1 | 177156.1 | 177156.1 | 177156.1 | 177156.1 | 177156.1 | 177156.1 | 177156.1 | 177156.1 | 177156.1 | 177156.1 | 177156.1 | 194871.71 | 194871.71 | 194871.71 | 194871.71 | 194871.71 | 194871.71 | 194871.71 | 194871.71 | 194871.71 | 194871.71 | 194871.71 | 194871.71 | 214358.881 | 214358.881 | 214358.881 | 214358.881 | 214358.881 | 214358.881 | 214358.881 | 214358.881 | 214358.881 | 214358.881 | 214358.881 | 214358.881 | 235794.7691 | 235794.7691 | 235794.7691 | 235794.7691 | 235794.7691 | 235794.7691 | 235794.7691 | 235794.7691 | 235794.7691 | 235794.7691 | 235794.7691 | 235794.7691 | 259374.246 | 259374.246 | 259374.246 | 259374.246 | 259374.246 | 259374.246 | 259374.246 | 259374.246 | 259374.246 | 259374.246 | 259374.246 | 259374.246 | 285311.6706 | 313842.8377 | 313842.8377 | 313842.8377 | 313842.8377 | 313842.8377 | 313842.8377 | 313842.8377 | 313842.8377 | 313842.8377 | 313842.8377 | 313842.8377 | 345227.1214 | 345227.1214 | 345227.1214 | 345227.1214 | 345227.1214 | 345227.1214 | 345227.1214 | 345227.1214 | 345227.1214 | 345227.1214 | 345227.1214 | 345227.1214 | 379749.8336 | 379749.8336 | 379749.8336 | 379749.8336 | 379749.8336 | 379749.8336 | 379749.8336 | 379749.8336 | 379749.8336 | 379749.8336 | 379749.8336 | 379749.8336 | 417724.8169 | 417724.8169 | 417724.8169 | 417724.8169 | 417724.8169 | 417724.8169 | 417724.8169 | 417724.8169 | 417724.8169 | 417724.8169 | 417724.8169 | 417724.8169 | 459497.2986 | 459497.2986 | 459497.2986 | 459497.2986 | 459497.2986 | 459497.2986 | 459497.2986 | 459497.2986 | 459497.2986 | 459497.2986 | 459497.2986 | 459497.2986 | 505447.0285 | 505447.0285 | 505447.0285 | 505447.0285 | 505447.0285 | 505447.0285 | 505447.0285 | 505447.0285 | 505447.0285 | 505447.0285 | 505447.0285 | 505447.0285 | 555991.7313 | 555991.7313 | 555991.7313 | 555991.7313 | 555991.7313 | 555991.7313 | 555991.7313 | 555991.7313 | 555991.7313 | 555991.7313 | 555991.7313 | 555991.7313 | 611590.9045 | 611590.9045 | 611590.9045 | 611590.9045 | 611590.9045 | 611590.9045 | 611590.9045 | 611590.9045 | 611590.9045 | 611590.9045 | 611590.9045 | 611590.9045 | 672749.9949 | 672749.9949 | 672749.9949 | 672749.9949 | 672749.9949 | 672749.9949 | 672749.9949 | 672749.9949 | 672749.9949 | 672749.9949 | 672749.9949 | 672749.9949 | 740024.9944 | 740024.9944 | 740024.9944 | 740024.9944 | 740024.9944 | 740024.9944 | 740024.9944 | 740024.9944 | 740024.9944 | 740024.9944 | 740024.9944 | 740024.9944
FLR |  |  |  | 2000 | 2000 | 2000 | 2000 | 2000 | 2200 | 2200 | 2200 | 2200 | 2200 | 2200 | 2200 | 2200 | 2200 | 2200 | 2200 | 2200 | 2420 | 2420 | 2420 | 2420 | 2420 | 2420 | 2420 | 2420 | 2420 | 2420 | 2420 | 2420 | 2662 | 2662 | 2662 | 2662 | 2662 | 2662 | 2662 | 2662 | 2662 | 2662 | 2662 | 2662 | 2928.2 | 2928.2 | 2928.2 | 2928.2 | 2928.2 | 2928.2 | 2928.2 | 2928.2 | 2928.2 | 2928.2 | 2928.2 | 2928.2 | 3221.02 | 3221.02 | 3221.02 | 3221.02 | 3221.02 | 3221.02 | 3221.02 | 3221.02 | 3221.02 | 3221.02 | 3221.02 | 3221.02 | 3543.122 | 3543.122 | 3543.122 | 3543.122 | 3543.122 | 3543.122 | 3543.122 | 3543.122 | 3543.122 | 3543.122 | 3543.122 | 3543.122 | 3897.4342 | 3897.4342 | 3897.4342 | 3897.4342 | 3897.4342 | 3897.4342 | 3897.4342 | 3897.4342 | 3897.4342 | 3897.4342 | 3897.4342 | 3897.4342 | 4287.1776 | 4287.1776 | 4287.1776 | 4287.1776 | 4287.1776 | 4287.1776 | 4287.1776 | 4287.1776 | 4287.1776 | 4287.1776 | 4287.1776 | 4287.1776 | 4715.8954 | 4715.8954 | 4715.8954 | 4715.8954 | 4715.8954 | 4715.8954 | 4715.8954 | 4715.8954 | 4715.8954 | 4715.8954 | 4715.8954 | 4715.8954 | 5187.4849 | 5187.4849 | 5187.4849 | 5187.4849 | 5187.4849 | 5187.4849 | 5187.4849 | 5706.2334 | 5706.2334 | 5706.2334 | 5706.2334 | 5706.2334 | 5706.2334 | 6276.8568 | 6276.8568 | 6276.8568 | 6276.8568 | 6276.8568 | 6276.8568 | 6276.8568 | 6904.5424 | 6904.5424 | 6904.5424 | 6904.5424 | 6904.5424 | 6904.5424 | 7594.9967 | 7594.9967 | 7594.9967 | 7594.9967 | 7594.9967 | 7594.9967 | 7594.9967 | 8354.4963 | 8354.4963 | 8354.4963 | 8354.4963 | 9189.946 | 9189.946 | 9189.946 | 9189.946 | 9189.946 | 9189.946 | 9189.946 | 10108.9406 | 10108.9406 | 10108.9406 | 10108.9406 | 10108.9406 | 10108.9406 | 11119.8346 | 11119.8346 | 11119.8346 | 11119.8346 | 11119.8346 | 11119.8346 | 11119.8346 | 12231.8181 | 12231.8181 | 12231.8181 | 12231.8181 | 12231.8181 | 12231.8181 | 12231.8181 | 13454.9999 | 13454.9999 | 13454.9999 | 13454.9999 | 13454.9999 | 13454.9999 | 14800.4999 | 14800.4999 | 14800.4999 | 14800.4999 | 14800.4999 | 14800.4999 | 14800.4999 | 16280.5499 | 16280.5499 | 16280.5499 | 16280.5499 | 16280.5499 | 16280.5499 | 17908.6049 | 17908.6049 | 17908.6049 | 17908.6049 | 17908.6049 | 17908.6049 | 17908.6049 | 19699.4654 | 21669.4119 | 21669.4119 | 21669.4119 | 21669.4119 | 21669.4119 | 21669.4119 | 21669.4119 | 23836.3531 | 26219.9884 | 26219.9884 | 26219.9884 | 26219.9884 | 26219.9884 | 26219.9884 | 26219.9884 | 28841.9872 | 31726.1859 | 31726.1859 | 31726.1859 | 31726.1859 | 31726.1859 | 31726.1859 | 31726.1859 | 34898.8045 | 38388.685 | 38388.685 | 38388.685 | 38388.685 | 38388.685 | 38388.685 | 38388.685 | 42227.5535 | 42227.5535 | 42227.5535 | 46450.3088 | 46450.3088 | 46450.3088 | 46450.3088 | 51095.3397 | 51095.3397 | 51095.3397
Total |  |  |  | 102000 | 102000 | 102000 | 102000 | 102000 | 112200 | 112200 | 112200 | 112200 | 112200 | 112200 | 112200 | 112200 | 112200 | 112200 | 112200 | 112200 | 123420 | 123420 | 123420 | 123420 | 123420 | 123420 | 123420 | 123420 | 123420 | 123420 | 123420 | 123420 | 135762 | 135762 | 135762 | 135762 | 135762 | 135762 | 135762 | 135762 | 135762 | 135762 | 135762 | 135762 | 149338.2 | 149338.2 | 149338.2 | 149338.2 | 149338.2 | 149338.2 | 149338.2 | 149338.2 | 149338.2 | 149338.2 | 149338.2 | 149338.2 | 164272.02 | 164272.02 | 164272.02 | 164272.02 | 164272.02 | 164272.02 | 164272.02 | 164272.02 | 164272.02 | 164272.02 | 164272.02 | 164272.02 | 180699.222 | 180699.222 | 180699.222 | 180699.222 | 180699.222 | 180699.222 | 180699.222 | 180699.222 | 180699.222 | 180699.222 | 180699.222 | 180699.222 | 198769.1442 | 198769.1442 | 198769.1442 | 198769.1442 | 198769.1442 | 198769.1442 | 198769.1442 | 198769.1442 | 198769.1442 | 198769.1442 | 198769.1442 | 198769.1442 | 218646.0586 | 218646.0586 | 218646.0586 | 218646.0586 | 218646.0586 | 218646.0586 | 218646.0586 | 218646.0586 | 218646.0586 | 218646.0586 | 218646.0586 | 218646.0586 | 240510.6645 | 240510.6645 | 240510.6645 | 240510.6645 | 240510.6645 | 240510.6645 | 240510.6645 | 240510.6645 | 240510.6645 | 240510.6645 | 240510.6645 | 240510.6645 | 264561.7309 | 264561.7309 | 264561.7309 | 264561.7309 | 264561.7309 | 264561.7309 | 264561.7309 | 265080.4794 | 265080.4794 | 265080.4794 | 265080.4794 | 265080.4794 | 291017.904 | 320119.6944 | 320119.6944 | 320119.6944 | 320119.6944 | 320119.6944 | 320119.6944 | 320119.6944 | 320747.3801 | 320747.3801 | 320747.3801 | 320747.3801 | 352131.6639 | 352131.6639 | 352822.1181 | 352822.1181 | 352822.1181 | 352822.1181 | 352822.1181 | 352822.1181 | 352822.1181 | 353581.6178 | 353581.6178 | 353581.6178 | 388104.3299 | 388939.7796 | 388939.7796 | 388939.7796 | 388939.7796 | 388939.7796 | 388939.7796 | 388939.7796 | 389858.7742 | 389858.7742 | 389858.7742 | 389858.7742 | 427833.7575 | 427833.7575 | 428844.6516 | 428844.6516 | 428844.6516 | 428844.6516 | 428844.6516 | 428844.6516 | 428844.6516 | 429956.635 | 429956.635 | 429956.635 | 471729.1167 | 471729.1167 | 471729.1167 | 471729.1167 | 472952.2985 | 472952.2985 | 472952.2985 | 472952.2985 | 472952.2985 | 472952.2985 | 474297.7985 | 474297.7985 | 520247.5284 | 520247.5284 | 520247.5284 | 520247.5284 | 520247.5284 | 521727.5784 | 521727.5784 | 521727.5784 | 521727.5784 | 521727.5784 | 521727.5784 | 523355.6334 | 573900.3362 | 573900.3362 | 573900.3362 | 573900.3362 | 573900.3362 | 573900.3362 | 575691.1967 | 577661.1432 | 577661.1432 | 577661.1432 | 577661.1432 | 577661.1432 | 633260.3164 | 633260.3164 | 635427.2576 | 637810.8929 | 637810.8929 | 637810.8929 | 637810.8929 | 637810.8929 | 637810.8929 | 637810.8929 | 640432.8917 | 643317.0904 | 704476.1809 | 704476.1809 | 704476.1809 | 704476.1809 | 704476.1809 | 704476.1809 | 707648.7995 | 711138.6799 | 711138.6799 | 711138.6799 | 711138.6799 | 711138.6799 | 778413.6794 | 778413.6794 | 782252.5479 | 782252.5479 | 782252.5479 | 786475.3033 | 786475.3033 | 786475.3033 | 786475.3033 | 791120.3341 | 791120.3341 | 791120.3341
|  |  |  | 2024 | 2025 | 2026 | 2027 | 2028 | 2029 | 2030 | 2031 | 2032 | 2033 | 2034 | 2035 | 2036 | 2037 | 2038 | 2039 | 2040 | 2041 | 2042 | 2043 | 2044
| Gastos Administrativos |  |  | 510000 | 1346400 | 1481040 | 1629144 | 1792058.4 | 1971264.24 | 2168390.664 | 2385229.7304 | 2623752.7034 | 2886127.9738 | 3177334.5136 | 3814845.2854 | 4234763.0078 | 4670117.8834 | 5147449.9811 | 5673225.8552 | 6254958.7456 | 6907398.9302 | 7650374.1225 | 8490199.2843 | 9422847.2181

## Liquidación
Ejemplo
Curva de consumo |  | Producción Mensual | 2064.8531 | kWh-mes | 118.1%
Carga Residencia |  | Consumo Mensual | 1747.9167 | kWh-mes
Hora | Consumo PU | Producción Solar PU | Consumo horario | Producción Horaria | Importación | Excedentes | Acumulacion energia
0 | 3.686% | 0% | 64.4249 | 0 | 64.4249 | 0 | 0
1 | 2.858% | 0% | 49.9474 | 0 | 49.9474 | 0 | 0
2 | 2.533% | 0% | 44.277 | 0 | 44.277 | 0 | 0
3 | 2.464% | 0% | 43.0706 | 0 | 43.0706 | 0 | 0
4 | 2.436% | 0% | 42.588 | 0 | 42.588 | 0 | 0
5 | 2.581% | 0.1758% | 45.1215 | 3.6298 | 41.4918 | 0 | 0
6 | 3.831% | 0.7668% | 66.9584 | 15.8337 | 51.1247 | 0 | 0
7 | 2.409% | 2.553% | 42.1054 | 52.7181 | 0 | 10.6127 | 10.6127
8 | 1.173% | 8.484% | 20.5098 | 175.1846 | 0 | 154.6748 | 165.2875
9 | 1.463% | 8.654% | 25.5769 | 178.7025 | 0 | 153.1256 | 318.4131
10 | 0.9939% | 10.22% | 17.373 | 210.9739 | 0 | 193.6009 | 512.014
11 | 0.8973% | 14.21% | 15.684 | 293.33 | 0 | 277.6461 | 789.6601
12 | 0.9732% | 14.77% | 17.0111 | 305.0225 | 0 | 288.0115 | 1077.6716
13 | 1.774% | 12.31% | 31.006 | 254.1855 | 0 | 223.1795 | 1300.8511
14 | 7.109% | 12.31% | 124.2652 | 254.1855 | 0 | 129.9203 | 1430.7713
15 | 9.318% | 9.848% | 162.8719 | 203.3484 | 0 | 40.4765 | 1471.2478
16 | 8.628% | 2.831% | 150.8073 | 58.4627 | 92.3446 | 0 | 1471.2478
17 | 7.938% | 2.388% | 138.7427 | 49.312 | 89.4307 | 0 | 1471.2478
18 | 7.592% | 0.4826% | 132.7104 | 9.9641 | 122.7463 | 0 | 1471.2478
19 | 7.592% | 0% | 132.7104 | 0 | 132.7104 | 0 | 1471.2478
20 | 8.835% | 0% | 154.4267 | 0 | 154.4267 | 0 | 1471.2478
21 | 5.384% | 0% | 94.1037 | 0 | 94.1037 | 0 | 1471.2478
22 | 4.259% | 0% | 74.4385 | 0 | 74.4385 | 0 | 1471.2478 | [5 empty] | C-P
23 | 3.272% | 0% | 57.1861 | 0 | 57.1861 | 0 | 1471.2478
Total | 1 | 1 | 1747.9167 | 2064.8531 | 1154.3113 | 1471.2478
[9 empty] | kWh-mes | Tarifa |  | Total |  |  | Case Base | 159182.6094
|  |  |  | Excedentes | 1471.2478 | kWh-mes | 71.25% | [8 empty] | Caso 1 | Caso 2 | Caso 3
|  |  |  | Tipo 1 | 1154.3113 | kWh-mes | 78.46% | Con crédito | 1154.3113 | C | 125.95 | 145385.5124 |  |  | Consumo | 256.11 | 256.11 | 256.11
|  |  |  | Tipo 2 | -316.9365 | kWh-mes | 21.54% |  |  | Precio Bolsa | 572.9533 | -181589.8151 |  |  | Producido | 80.33 | 160.65 | 321.3
|  |  |  | Autoconsumo | 593.6053 | kWh-mes | 28.75% | [7 empty] | Importación | 175.78 | 131.39 | 112.68
[15 empty] | Auto consumo | 80.33 | 124.72 | 143.42
|  |  |  | Importación | 1154.3113 | kWh-mes | 66.04% | Sin Crédito | 0 | CUt | 807.28 | 0 |  |  | Inyección a red | 0 | 35.93 | 177.88
|  |  |  | Autoconsumo | 593.6053 |  | 33.96% |  |  |  |  | -36204.3027 |  |  | Total | 109254.3012 | 61341.414
316.9365
Liquidación Horaria | [14 empty] | Ahorro | 49928.3082 | 97841.1954
|  |  | Agosto |  |  |  | Septiembre |  |  |  | Octubre |  |  |  | Noviembre |  |  |  | Diciembre |  |  |  | Enero |  |  |  | Febrero |  |  |  | Marzo |  |  |  | Abril |  |  |  | Mayo |  |  |  | Junio |  |  |  | Julio
Hora | Consumo PU | Producción Solar PU | Consumo horario | Producción Horaria | Importación | Excedentes | Consumo horario | Producción Horaria | Importación | Excedentes | Consumo horario | Producción Horaria | Importación | Excedentes | Consumo horario | Producción Horaria | Importación | Excedentes | Consumo horario | Producción Horaria | Importación | Excedentes | Consumo horario | Producción Horaria | Importación | Excedentes | Consumo horario | Producción Horaria | Importación | Excedentes | Consumo horario | Producción Horaria | Importación | Excedentes | Consumo horario | Producción Horaria | Importación | Excedentes | Consumo horario | Producción Horaria | Importación | Excedentes | Consumo horario | Producción Horaria | Importación | Excedentes | Consumo horario | Producción Horaria | Importación | Excedentes
0 | 2.023% | 0% | 27.5294 | 0 | 27.5294 | 0 | 34.6292 | 0 | 34.6292 | 0 | 31.6558 | 0 | 31.6558 | 0 | 43.3471 | 0 | 43.3471 | 0 | 43.1044 | 0 | 43.1044 | 0 | 48.7276 | 0 | 48.7276 | 0 | 41.729 | 0 | 41.729 | 0 | 39.0589 | 0 | 39.0589 | 0 | 29.1071 | 0 | 29.1071 | 0 | 28.8846 | 0 | 28.8846 | 0 | 31.5951 | 0 | 31.5951 | 0 | 24.8998 | 0 | 24.8998 | 0
1 | 1.926% | 0% | 26.2185 | 0 | 26.2185 | 0 | 32.9802 | 0 | 32.9802 | 0 | 30.1483 | 0 | 30.1483 | 0 | 41.283 | 0 | 41.283 | 0 | 41.0518 | 0 | 41.0518 | 0 | 46.4072 | 0 | 46.4072 | 0 | 39.7419 | 0 | 39.7419 | 0 | 37.199 | 0 | 37.199 | 0 | 27.7211 | 0 | 27.7211 | 0 | 27.5092 | 0 | 27.5092 | 0 | 30.0905 | 0 | 30.0905 | 0 | 23.7141 | 0 | 23.7141 | 0
2 | 2.023% | 0% | 27.5294 | 0 | 27.5294 | 0 | 34.6292 | 0 | 34.6292 | 0 | 31.6558 | 0 | 31.6558 | 0 | 43.3471 | 0 | 43.3471 | 0 | 43.1044 | 0 | 43.1044 | 0 | 48.7276 | 0 | 48.7276 | 0 | 41.729 | 0 | 41.729 | 0 | 39.0589 | 0 | 39.0589 | 0 | 29.1071 | 0 | 29.1071 | 0 | 28.8846 | 0 | 28.8846 | 0 | 31.5951 | 0 | 31.5951 | 0 | 24.8998 | 0 | 24.8998 | 0
3 | 1.926% | 0% | 26.2185 | 0 | 26.2185 | 0 | 32.9802 | 0 | 32.9802 | 0 | 30.1483 | 0 | 30.1483 | 0 | 41.283 | 0 | 41.283 | 0 | 41.0518 | 0 | 41.0518 | 0 | 46.4072 | 0 | 46.4072 | 0 | 39.7419 | 0 | 39.7419 | 0 | 37.199 | 0 | 37.199 | 0 | 27.7211 | 0 | 27.7211 | 0 | 27.5092 | 0 | 27.5092 | 0 | 30.0905 | 0 | 30.0905 | 0 | 23.7141 | 0 | 23.7141 | 0
4 | 2.023% | 0% | 27.5294 | 0 | 27.5294 | 0 | 34.6292 | 0 | 34.6292 | 0 | 31.6558 | 0 | 31.6558 | 0 | 43.3471 | 0 | 43.3471 | 0 | 43.1044 | 0 | 43.1044 | 0 | 48.7276 | 0 | 48.7276 | 0 | 41.729 | 0 | 41.729 | 0 | 39.0589 | 0 | 39.0589 | 0 | 29.1071 | 0 | 29.1071 | 0 | 28.8846 | 0 | 28.8846 | 0 | 31.5951 | 0 | 31.5951 | 0 | 24.8998 | 0 | 24.8998 | 0
5 | 2.042% | 0.1758% | 27.7916 | 3.8602 | 23.9314 | 0 | 34.959 | 3.6125 | 31.3465 | 0 | 31.9572 | 3.2569 | 28.7003 | 0 | 43.76 | 3.1126 | 40.6473 | 0 | 43.5149 | 3.2903 | 40.2246 | 0 | 49.1917 | 3.7805 | 45.4112 | 0 | 42.1264 | 3.4852 | 38.6411 | 0 | 39.4309 | 4.1501 | 35.2809 | 0 | 29.3843 | 3.7699 | 25.6144 | 0 | 29.1597 | 3.6552 | 25.5045 | 0 | 31.896 | 3.6051 | 28.2908 | 0 | 25.137 | 3.9097 | 21.2273 | 0
6 | 2.119% | 0.7668% | 28.8403 | 16.8389 | 12.0014 | 0 | 36.2782 | 15.7585 | 20.5197 | 0 | 33.1632 | 14.2074 | 18.9558 | 0 | 45.4113 | 13.5779 | 31.8334 | 0 | 45.157 | 14.3531 | 30.8039 | 0 | 51.048 | 16.4911 | 34.5569 | 0 | 43.716 | 15.2033 | 28.5128 | 0 | 40.9189 | 18.1033 | 22.8156 | 0 | 30.4932 | 16.4449 | 14.0483 | 0 | 30.2601 | 15.9445 | 14.3156 | 0 | 33.0996 | 15.7263 | 17.3733 | 0 | 26.0855 | 17.0548 | 9.0308 | 0
7 | 3.082% | 2.553% | 41.9495 | 56.0647 | 0 | 14.1152 | 52.7683 | 52.4675 | 0.30076 | 0 | 48.2373 | 47.3033 | 0.93406 | 0 | 66.0528 | 45.2075 | 20.8453 | 0 | 65.6829 | 47.7882 | 17.8947 | 0 | 74.2516 | 54.9067 | 19.3449 | 0 | 63.587 | 50.619 | 12.968 | 0 | 59.5184 | 60.2747 | 0 | 0.75628 | 44.3537 | 54.753 | 0 | 10.3993 | 44.0146 | 53.0869 | 0 | 9.0723 | 48.1449 | 52.3604 | 0 | 4.2155 | 37.9426 | 56.7835 | 0 | 18.8409
8 | 4.045% | 8.484% | 55.0588 | 186.3056 | 0 | 131.2469 | 69.2583 | 174.352 | 0 | 105.0936 | 63.3115 | 157.191 | 0 | 93.8795 | 86.6943 | 150.2266 | 0 | 63.5323 | 86.2088 | 158.8025 | 0 | 72.5937 | 97.4552 | 182.4577 | 0 | 85.0025 | 83.4579 | 168.2092 | 0 | 84.7513 | 78.1179 | 200.2956 | 0 | 122.1777 | 58.2142 | 181.9468 | 0 | 123.7326 | 57.7692 | 176.4103 | 0 | 118.6411 | 63.1901 | 173.9961 | 0 | 110.806 | 49.7997 | 188.6942 | 0 | 138.8945
9 | 5.779% | 8.654% | 78.6554 | 190.0469 | 0 | 111.3915 | 98.9405 | 177.8532 | 0 | 78.9127 | 90.445 | 160.3476 | 0 | 69.9026 | 123.849 | 153.2433 | 0 | 29.3944 | 123.1555 | 161.9915 | 0 | 38.836 | 139.2217 | 186.1216 | 0 | 46.8999 | 119.2256 | 171.5871 | 0 | 52.3615 | 111.597 | 204.3178 | 0 | 92.7208 | 83.1632 | 185.6006 | 0 | 102.4374 | 82.5275 | 179.9528 | 0 | 97.4254 | 90.2716 | 177.4902 | 0 | 87.2186 | 71.1424 | 192.4834 | 0 | 121.341
10 | 6.261% | 10.22% | 85.21 | 224.3669 | 0 | 139.1569 | 107.1855 | 209.9712 | 0 | 102.7856 | 97.9821 | 189.3043 | 0 | 91.3222 | 134.1697 | 180.9171 | 0 | 46.7474 | 133.4184 | 191.2451 | 0 | 57.8267 | 150.8235 | 219.7328 | 0 | 68.9093 | 129.161 | 202.5735 | 0 | 73.4124 | 120.8967 | 241.215 | 0 | 120.3182 | 90.0934 | 219.1176 | 0 | 129.0242 | 89.4047 | 212.45 | 0 | 123.0452 | 97.7943 | 209.5426 | 0 | 111.7484 | 77.0709 | 227.2434 | 0 | 150.1725
11 | 6.742% | 14.21% | 91.7646 | 311.9511 | 0 | 220.1865 | 115.4306 | 291.9358 | 0 | 176.5053 | 105.5192 | 263.2014 | 0 | 157.6823 | 144.4905 | 251.5402 | 0 | 107.0497 | 143.6814 | 265.8998 | 0 | 122.2184 | 162.4254 | 305.508 | 0 | 143.0827 | 139.0965 | 281.6504 | 0 | 142.5539 | 130.1965 | 335.376 | 0 | 205.1795 | 97.0237 | 304.6527 | 0 | 207.629 | 96.282 | 295.3823 | 0 | 199.1002 | 105.3169 | 291.34 | 0 | 186.0231 | 82.9994 | 315.9505 | 0 | 232.9511
12 | 6.55% | 14.77% | 89.1427 | 324.3859 | 0 | 235.2431 | 112.1325 | 303.5728 | 0 | 191.4402 | 102.5043 | 273.693 | 0 | 171.1887 | 140.3622 | 261.5669 | 0 | 121.2047 | 139.5762 | 276.4989 | 0 | 136.9227 | 157.7846 | 317.686 | 0 | 159.9014 | 135.1223 | 292.8773 | 0 | 157.755 | 126.4766 | 348.7445 | 0 | 222.2679 | 94.2516 | 316.7966 | 0 | 222.545 | 93.5311 | 307.1566 | 0 | 213.6255 | 102.3078 | 302.9532 | 0 | 200.6454 | 80.628 | 328.5447 | 0 | 247.9167
13 | 6.261% | 12.31% | 85.21 | 270.3216 | 0 | 185.1116 | 107.1855 | 252.9773 | 0 | 145.7918 | 97.9821 | 228.0775 | 0 | 130.0954 | 134.1697 | 217.9724 | 0 | 83.8027 | 133.4184 | 230.4158 | 0 | 96.9974 | 150.8235 | 264.7383 | 0 | 113.9148 | 129.161 | 244.0644 | 0 | 114.9034 | 120.8967 | 290.6204 | 0 | 169.7237 | 90.0934 | 263.9971 | 0 | 173.9037 | 89.4047 | 255.9638 | 0 | 166.5591 | 97.7943 | 252.461 | 0 | 154.6668 | 77.0709 | 273.7872 | 0 | 196.7163
14 | 5.779% | 12.31% | 78.6554 | 270.3216 | 0 | 191.6662 | 98.9405 | 252.9773 | 0 | 154.0368 | 90.445 | 228.0775 | 0 | 137.6325 | 123.849 | 217.9724 | 0 | 94.1234 | 123.1555 | 230.4158 | 0 | 107.2603 | 139.2217 | 264.7383 | 0 | 125.5166 | 119.2256 | 244.0644 | 0 | 124.8389 | 111.597 | 290.6204 | 0 | 179.0235 | 83.1632 | 263.9971 | 0 | 180.834 | 82.5275 | 255.9638 | 0 | 173.4364 | 90.2716 | 252.461 | 0 | 162.1894 | 71.1424 | 273.7872 | 0 | 202.6449
15 | 5.876% | 9.848% | 79.9663 | 216.2573 | 0 | 136.291 | 100.5895 | 202.3818 | 0 | 101.7924 | 91.9524 | 182.462 | 0 | 90.5096 | 125.9131 | 174.3779 | 0 | 48.4648 | 125.2081 | 184.3326 | 0 | 59.1246 | 141.5421 | 211.7907 | 0 | 70.2486 | 121.2127 | 195.2516 | 0 | 74.0389 | 113.4569 | 232.4964 | 0 | 119.0394 | 84.5492 | 211.1977 | 0 | 126.6485 | 83.9029 | 204.7711 | 0 | 120.8682 | 91.7762 | 201.9688 | 0 | 110.1927 | 72.3281 | 219.0298 | 0 | 146.7017
16 | 5.876% | 2.831% | 79.9663 | 62.174 | 17.7923 | 0 | 100.5895 | 58.1848 | 42.4047 | 0 | 91.9524 | 52.4578 | 39.4946 | 0 | 125.9131 | 50.1337 | 75.7795 | 0 | 125.2081 | 52.9956 | 72.2124 | 0 | 141.5421 | 60.8898 | 80.6523 | 0 | 121.2127 | 56.1348 | 65.0779 | 0 | 113.4569 | 66.8427 | 46.6142 | 0 | 84.5492 | 60.7193 | 23.8299 | 0 | 83.9029 | 58.8717 | 25.0312 | 0 | 91.7762 | 58.066 | 33.7101 | 0 | 72.3281 | 62.9711 | 9.357 | 0
17 | 5.779% | 2.388% | 78.6554 | 52.4424 | 26.213 | 0 | 98.9405 | 49.0776 | 49.8629 | 0 | 90.445 | 44.247 | 46.198 | 0 | 123.849 | 42.2866 | 81.5623 | 0 | 123.1555 | 44.7007 | 78.4548 | 0 | 139.2217 | 51.3592 | 87.8625 | 0 | 119.2256 | 47.3485 | 71.8771 | 0 | 111.597 | 56.3804 | 55.2166 | 0 | 83.1632 | 51.2154 | 31.9477 | 0 | 82.5275 | 49.657 | 32.8705 | 0 | 90.2716 | 48.9774 | 41.2942 | 0 | 71.1424 | 53.1147 | 18.0276 | 0
18 | 5.587% | 0.4826% | 76.0335 | 10.5966 | 65.4369 | 0 | 95.6425 | 9.9167 | 85.7257 | 0 | 87.4302 | 8.9406 | 78.4895 | 0 | 119.7207 | 8.5445 | 111.1762 | 0 | 119.0503 | 9.0323 | 110.018 | 0 | 134.581 | 10.3777 | 124.2033 | 0 | 115.2514 | 9.5673 | 105.6841 | 0 | 107.8771 | 11.3923 | 96.4848 | 0 | 80.3911 | 10.3487 | 70.0424 | 0 | 79.7765 | 10.0338 | 69.7428 | 0 | 87.2626 | 9.8965 | 77.3661 | 0 | 68.7709 | 10.7325 | 58.0385 | 0
19 | 5.49% | 0% | 74.7226 | 0 | 74.7226 | 0 | 93.9935 | 0 | 93.9935 | 0 | 85.9228 | 0 | 85.9228 | 0 | 117.6565 | 0 | 117.6565 | 0 | 116.9977 | 0 | 116.9977 | 0 | 132.2606 | 0 | 132.2606 | 0 | 113.2643 | 0 | 113.2643 | 0 | 106.0171 | 0 | 106.0171 | 0 | 79.005 | 0 | 79.005 | 0 | 78.4011 | 0 | 78.4011 | 0 | 85.758 | 0 | 85.758 | 0 | 67.5852 | 0 | 67.5852 | 0
20 | 4.045% | 0% | 55.0588 | 0 | 55.0588 | 0 | 69.2583 | 0 | 69.2583 | 0 | 63.3115 | 0 | 63.3115 | 0 | 86.6943 | 0 | 86.6943 | 0 | 86.2088 | 0 | 86.2088 | 0 | 97.4552 | 0 | 97.4552 | 0 | 83.4579 | 0 | 83.4579 | 0 | 78.1179 | 0 | 78.1179 | 0 | 58.2142 | 0 | 58.2142 | 0 | 57.7692 | 0 | 57.7692 | 0 | 63.1901 | 0 | 63.1901 | 0 | 49.7997 | 0 | 49.7997 | 0
21 | 3.853% | 0% | 52.4369 | 0 | 52.4369 | 0 | 65.9603 | 0 | 65.9603 | 0 | 60.2967 | 0 | 60.2967 | 0 | 82.566 | 0 | 82.566 | 0 | 82.1036 | 0 | 82.1036 | 0 | 92.8145 | 0 | 92.8145 | 0 | 79.4837 | 0 | 79.4837 | 0 | 74.398 | 0 | 74.398 | 0 | 55.4421 | 0 | 55.4421 | 0 | 55.0183 | 0 | 55.0183 | 0 | 60.1811 | 0 | 60.1811 | 0 | 47.4282 | 0 | 47.4282 | 0
22 | 2.89% | 0% | 39.3277 | 0 | 39.3277 | 0 | 49.4702 | 0 | 49.4702 | 0 | 45.2225 | 0 | 45.2225 | 0 | 61.9245 | 0 | 61.9245 | 0 | 61.5777 | 0 | 61.5777 | 0 | 69.6109 | 0 | 69.6109 | 0 | 59.6128 | 0 | 59.6128 | 0 | 55.7985 | 0 | 55.7985 | 0 | 41.5816 | 0 | 41.5816 | 0 | 41.2637 | 0 | 41.2637 | 0 | 45.1358 | 0 | 45.1358 | 0 | 35.5712 | 0 | 35.5712 | 0
23 | 2.023% | 0% | 27.5294 | 0 | 27.5294 | 0 | 34.6292 | 0 | 34.6292 | 0 | 31.6558 | 0 | 31.6558 | 0 | 43.3471 | 0 | 43.3471 | 0 | 43.1044 | 0 | 43.1044 | 0 | 48.7276 | 0 | 48.7276 | 0 | 41.729 | 0 | 41.729 | 0 | 39.0589 | 0 | 39.0589 | 0 | 29.1071 | 0 | 29.1071 | 0 | 28.8846 | 0 | 28.8846 | 0 | 31.5951 | 0 | 31.5951 | 0 | 24.8998 | 0 | 24.8998 | 0
Total | 1 | 1 | 1361 | 2195.9335 | 529.4754 | 1364.4089 | 1712 | 2055.0388 | 713.3196 | 1056.3584 | 1565 | 1852.7674 | 654.4453 | 942.2127 | 2143 | 1770.6797 | 966.6397 | 594.3194 | 2131 | 1871.7622 | 951.0176 | 691.7798 | 2409 | 2150.5786 | 1071.8971 | 813.4757 | 2063 | 1982.636 | 904.9792 | 824.6152 | 1931 | 2360.8296 | 801.3774 | 1231.2071 | 1439 | 2144.5576 | 571.5961 | 1277.1537 | 1428 | 2079.2997 | 570.4736 | 1221.7733 | 1562 | 2050.8449 | 638.861 | 1127.7058 | 1231 | 2224.0865 | 463.0931 | 1456.1796
|  |  |  | Agosto | Septiembre | Octubre | Noviembre | Diciembre | Enero | Febrero | Marzo | Abril | Mayo | Junio | Julio
|  |  | Consumo | 1361 | 1712 | 1565 | 2143 | 2131 | 2409 | 2063 | 1931 | 1439 | 1428 | 1562 | 1231
|  |  | Autoconsumo | 831.5246 | 998.6804 | 910.5547 | 1176.3603 | 1179.9824 | 1337.1029 | 1158.0208 | 1129.6226 | 867.4039 | 857.5264 | 923.139 | 767.9069
|  |  | Importación | 529.4754 | 713.3196 | 654.4453 | 966.6397 | 951.0176 | 1071.8971 | 904.9792 | 801.3774 | 571.5961 | 570.4736 | 638.861 | 463.0931
|  |  | Total Excedentes | 1364.4089 | 1056.3584 | 942.2127 | 594.3194 | 691.7798 | 813.4757 | 824.6152 | 1231.2071 | 1277.1537 | 1221.7733 | 1127.7058 | 1456.1796
|  |  | Excedentes T1 con crédito | 529.4754 | 713.3196 | 654.4453 | 594.3194 | 691.7798 | 813.4757 | 824.6152 | 801.3774 | 571.5961 | 570.4736 | 638.861 | 463.0931
|  |  | Importación sin crédito | 0 | 0 | 0 | 372.3203 | 259.2378 | 258.4214 | 80.364 | 0 | 0 | 0 | 0 | 0
|  |  | Excedentes tipo 2 | -834.9335 | -343.0388 | -287.7674 | 0 | 0 | 0 | 0 | -429.8296 | -705.5576 | -651.2997 | -488.8449 | -993.0865
|  |  | Liquidación | -411690.5374 | -207296.6835 | -175586.5066 | 420390.5605 | 336962.0701 | 359882.9927 | 207090.681 | -46436.1562 | -190733.3514 | -172159.2264 | -97402.5188 | -326858.361

## Curva diaria
| Suplencia total |  | Consumo PU | Consumo Cargas Críticas | Producción diaria | Importación | Excedentes | Baterías | Exportación
1 | 2147.4956 | 5.581% | 3.686% | 1130.5113 | 0 | 1130.5113 | 0 | 19382.4887 | 0
2 | 1664.9123 | 4.327% | 2.858% | 876.4638 | 0 | 876.4638 | 0 | 18506.0248 | 0
3 | 1475.9006 | 3.836% | 2.533% | 776.9619 | 0 | 776.9619 | 0 | 17729.0629 | 0
4 | 1435.6853 | 3.731% | 2.464% | 755.7913 | 0 | 755.7913 | 0 | 16973.2717 | 0
5 | 1419.5992 | 3.689% | 2.436% | 747.323 | 0 | 747.323 | 0 | 16225.9486 | 0
6 | 1383.059 | 3.595% | 2.581% | 791.7813 | 120.9923 | 670.7891 | 0 | 15555.1596 | 0
7 | 1704.157 | 4.429% | 3.831% | 1174.9696 | 527.7907 | 647.179 | 0 | 14907.9806 | 0
8 | 0 | 0% | 2.409% | 738.8548 | 1757.2688 | 0 | 1018.414 | 15926.3946 | 0
9 | 0 | 0% | 1.173% | 359.9006 | 5839.4871 | 0 | 5479.5865 | 21405.9811 | 0
10 | 0 | 0% | 1.463% | 448.8172 | 5956.7513 | 0 | 5507.9341 | 26913.9152 | 0
11 | 0 | 0% | 0.9939% | 304.857 | 7032.4642 | 0 | 6727.6072 | 33641.5224 | 0
12 | 0 | 0% | 0.8973% | 275.2181 | 9777.667 | 0 | 9502.4489 | 33641.5224 | 9502.4489
13 | 0 | 0% | 0.9732% | 298.5058 | 10167.4181 | 0 | 9868.9123 | 33641.5224 | 9868.9123
14 | 0 | 0% | 1.774% | 544.085 | 8472.8484 | 0 | 7928.7633 | 33641.5224 | 7928.7633
15 | 0 | 0% | 7.109% | 2180.5743 | 8472.8484 | 0 | 6292.2741 | 33641.5224 | 6292.2741
16 | 0 | 0% | 9.318% | 2858.0342 | 6778.2787 | 0 | 3920.2445 | 33641.5224 | 3920.2445
17 | 3078.1541 | 8% | 8.628% | 2646.328 | 1948.7551 | 697.5729 | 0 | 32943.9495 | 0
18 | 2981.0239 | 7.748% | 7.938% | 2434.6218 | 1643.7326 | 790.8892 | 0 | 32153.0603 | 0
19 | 4091.5445 | 10.63% | 7.592% | 2328.7686 | 332.1357 | 1996.633 | 0 | 30156.4274 | 0
20 | 4423.6801 | 11.5% | 7.592% | 2328.7686 | 0 | 2328.7686 | 0 | 27827.6587 | 0
21 | 5147.5551 | 13.38% | 8.835% | 2709.8399 | 0 | 2709.8399 | 0 | 25117.8188 | 0
22 | 3136.7914 | 8.152% | 5.384% | 1651.3087 | 0 | 1651.3087 | 0 | 23466.5102 | 0
23 | 2481.2824 | 6.449% | 4.259% | 1306.2275 | 0 | 1306.2275 | 0 | 22160.2827 | 0
24 | 1906.204 | 4.954% | 3.272% | 1003.4876 | 0 | 1003.4876 | 0 | 21156.7951 | 0
| 38477.0444 |  |  | 30672 | 68828.4382 | 18089.7466 | 56246.1848 |  | 37512.6431
Autonomia (h)
[5 empty] | Energía total a suplir Wh-dia | 18089.7466 | 15
|  |  | 1154.3113 |  | Energía bateria Wh-dia | 14336
|  |  | 1154311.3332 |  | No Baterias | 2
|  |  | 38477.0444 |  | Energía final con baterias | 28672
[5 empty] | Energía parcial a suplir | 12484.7273 | 8
[5 empty] | No baterias | 1
[5 empty] | Energía parcial a suplir | 7035.2415 | De 3 a 4 hr
[5 empty] | No baterias | 1

## Tarifas
IPC | 3% |  | C Enerbit | 50
OT | [10 empty] | 201.1 | 201.1 | 201.1 | 201.1 | 189.07 | 208.27 | 226.11 | 235.76 | 254.56 | 263.43 | 265.5
Corto Plazo
[11 empty] | 2024 | 2024 | 2024 | 2024 | 2024 | 2024 | 2024 | 2024 | 2024 | 2024 | 2024 | 2024 | 2025 | 2025 | 2025 | 2025 | 2025 | 2025 | 2025 | 2025 | 2025 | 2025 | 2025 | 2025 | 2026 | 2026 | 2026 | 2026 | 2026 | 2026 | 2026 | 2026 | 2026 | 2026 | 2026 | 2026 | 2027 | 2027 | 2027 | 2027 | 2027 | 2027 | 2027 | 2027 | 2027 | 2027 | 2027 | 2027 | 2028 | 2028 | 2028 | 2028 | 2028 | 2028 | 2028 | 2028 | 2028 | 2028 | 2028 | 2028 | 2029 | 2029 | 2029 | 2029 | 2029 | 2029 | 2029 | 2029 | 2029 | 2029 | 2029 | 2029 | 2030 | 2030 | 2030 | 2030 | 2030 | 2030 | 2030 | 2030 | 2030 | 2030 | 2030 | 2030 | 2031 | 2031 | 2031 | 2031 | 2031 | 2031 | 2031 | 2031 | 2031 | 2031 | 2031 | 2031 | 2032 | 2032 | 2032 | 2032 | 2032 | 2032 | 2032 | 2032 | 2032 | 2032 | 2032 | 2032 | 2033 | 2033 | 2033 | 2033 | 2033 | 2033 | 2033 | 2033 | 2033 | 2033 | 2033 | 2033 | 2034 | 2034 | 2034 | 2034 | 2034 | 2034 | 2034 | 2034 | 2034 | 2034 | 2034 | 2034 | 2035 | 2035 | 2035 | 2035 | 2035 | 2035 | 2035 | 2035 | 2035 | 2035 | 2035 | 2035 | 2036 | 2036 | 2036 | 2036 | 2036 | 2036 | 2036 | 2036 | 2036 | 2036 | 2036 | 2036 | 2037 | 2037 | 2037 | 2037 | 2037 | 2037 | 2037 | 2037 | 2037 | 2037 | 2037 | 2037 | 2038 | 2038 | 2038 | 2038 | 2038 | 2038 | 2038 | 2038 | 2038 | 2038 | 2038 | 2038 | 2039 | 2039 | 2039 | 2039 | 2039 | 2039 | 2039 | 2039 | 2039 | 2039 | 2039 | 2039 | 2040 | 2040 | 2040 | 2040 | 2040 | 2040 | 2040 | 2040 | 2040 | 2040 | 2040 | 2040 | 2041 | 2041 | 2041 | 2041 | 2041 | 2041 | 2041 | 2041 | 2041 | 2041 | 2041 | 2041 | 2042 | 2042 | 2042 | 2042 | 2042 | 2042 | 2042 | 2042 | 2042 | 2042 | 2042 | 2042 | 2043 | 2043 | 2043 | 2043 | 2043 | 2043 | 2043 | 2043 | 2043 | 2043 | 2043 | 2043 | 2044 | 2044 | 2044 | 2044 | 2044 | 2044 | 2044 | 2044 | 2044 | 2044 | 2044 | 2044
 | time axis 2024-01-01 to 2044-12-01
Tarifa Cu | [10 empty] | 972.47 | 975.85 | 1003.02 | 945.9659 | 949.84 | 881.59 | 859.24 | 807.28 | 855.04 | 854.84 | 907.23 | 907.2 | 907.22 | 943.46 | 943.5 | 943.46 | 943.46 | 938.16 | 885.71 | 885.7 | 795 | 795 | 795.93 | 795.93 | 795.93 | 795.93 | 971.805 | 971.7638 | 971.7638 | 966.3048 | 912.2813 | 912.271 | 818.85 | 818.85 | 819.8079 | 819.8079 | 819.8079 | 819.8079 | 1000.9592 | 1000.9167 | 1000.9167 | 995.2939 | 939.6497 | 939.6391 | 843.4155 | 843.4155 | 844.4021 | 844.4021 | 844.4021 | 844.4021 | 1030.9879 | 1030.9442 | 1030.9442 | 1025.1528 | 967.8392 | 967.8283 | 868.718 | 868.718 | 869.7342 | 869.7342 | 869.7342 | 869.7342 | 1061.9176 | 1061.8725 | 1061.8725 | 1055.9073 | 996.8744 | 996.8632 | 894.7795 | 894.7795 | 895.8262 | 895.8262 | 895.8262 | 895.8262 | 1093.7751 | 1093.7287 | 1093.7287 | 1087.5846 | 1026.7806 | 1026.769 | 921.6229 | 921.6229 | 922.701 | 922.701 | 922.701 | 922.701 | 1126.5883 | 1126.5406 | 1126.5406 | 1120.2121 | 1057.5841 | 1057.5721 | 949.2716 | 949.2716 | 950.382 | 950.382 | 950.382 | 950.382 | 1160.386 | 1160.3368 | 1160.3368 | 1153.8185 | 1089.3116 | 1089.2993 | 977.7497 | 977.7497 | 978.8935 | 978.8935 | 978.8935 | 978.8935 | 1195.1976 | 1195.1469 | 1195.1469 | 1188.433 | 1121.9909 | 1121.9783 | 1007.0822 | 1007.0822 | 1008.2603 | 1008.2603 | 1008.2603 | 1008.2603 | 1231.0535 | 1231.0013 | 1231.0013 | 1224.086 | 1155.6507 | 1155.6376 | 1037.2947 | 1037.2947 | 1038.5081 | 1038.5081 | 1038.5081 | 1038.5081 | 1267.9851 | 1267.9313 | 1267.9313 | 1260.8086 | 1190.3202 | 1190.3067 | 1068.4135 | 1068.4135 | 1069.6634 | 1069.6634 | 1069.6634 | 1069.6634 | 1306.0247 | 1305.9693 | 1305.9693 | 1298.6328 | 1226.0298 | 1226.0159 | 1100.4659 | 1100.4659 | 1101.7533 | 1101.7533 | 1101.7533 | 1101.7533 | 1345.2054 | 1345.1484 | 1345.1484 | 1337.5918 | 1262.8107 | 1262.7964 | 1133.4799 | 1133.4799 | 1134.8059 | 1134.8059 | 1134.8059 | 1134.8059 | 1385.5616 | 1385.5028 | 1385.5028 | 1377.7196 | 1300.695 | 1300.6803 | 1167.4843 | 1167.4843 | 1168.85 | 1168.85 | 1168.85 | 1168.85 | 1427.1284 | 1427.0679 | 1427.0679 | 1419.0512 | 1339.7158 | 1339.7007 | 1202.5088 | 1202.5088 | 1203.9155 | 1203.9155 | 1203.9155 | 1203.9155 | 1469.9423 | 1469.8799 | 1469.8799 | 1461.6227 | 1379.9073 | 1379.8917 | 1238.5841 | 1238.5841 | 1240.033 | 1240.033 | 1240.033 | 1240.033 | 1514.0405 | 1513.9763 | 1513.9763 | 1505.4714 | 1421.3045 | 1421.2885 | 1275.7416 | 1275.7416 | 1277.234 | 1277.234 | 1277.234 | 1277.234 | 1559.4617 | 1559.3956 | 1559.3956 | 1550.6355 | 1463.9437 | 1463.9271 | 1314.0139 | 1314.0139 | 1315.551 | 1315.551 | 1315.551 | 1315.551 | 1606.2456 | 1606.1775 | 1606.1775 | 1597.1546 | 1507.862 | 1507.845 | 1353.4343 | 1353.4343 | 1355.0175 | 1355.0175 | 1355.0175 | 1355.0175 | 1654.433 | 1654.3628 | 1654.3628 | 1645.0692 | 1553.0978 | 1553.0803 | 1394.0373 | 1394.0373 | 1395.6681 | 1395.6681
Tarifa comercialización | [10 empty] | 137.38 | 136.72 | 145.76 | 147.0412 | 139.18 | 135.95 | 128.91 | 125.95 | 128.92 | 135.29 | 139 | 147.13 | 154.2 | 159.19 | 156.6 | 160.06 | 154.89 | 153.61 | 151.97 | 132.7 | 133.16 | 121.2 | 119.83 | 151.5439 | 158.826 | 163.9657 | 161.298 | 164.8618 | 159.5367 | 158.2183 | 156.5291 | 136.681 | 137.1548 | 124.836 | 123.4249 | 156.0902 | 163.5908 | 168.8847 | 166.1369 | 169.8077 | 164.3228 | 162.9648 | 161.225 | 140.7814 | 141.2694 | 128.5811 | 127.1276 | 160.7729 | 168.4985 | 173.9512 | 171.121 | 174.9019 | 169.2525 | 167.8538 | 166.0617 | 145.0049 | 145.5075 | 132.4385 | 130.9415 | 165.5961 | 173.5535 | 179.1697 | 176.2547 | 180.1489 | 174.3301 | 172.8894 | 171.0436 | 149.355 | 149.8728 | 136.4117 | 134.8697 | 170.564 | 178.7601 | 184.5448 | 181.5423 | 185.5534 | 179.56 | 178.0761 | 176.1749 | 153.8357 | 154.3689 | 140.504 | 138.9158 | 175.6809 | 184.1229 | 190.0812 | 186.9886 | 191.12 | 184.9468 | 183.4184 | 181.4601 | 158.4507 | 159 | 144.7191 | 143.0833 | 180.9513 | 189.6466 | 195.7836 | 192.5982 | 196.8536 | 190.4952 | 188.9209 | 186.9039 | 163.2043 | 163.77 | 149.0607 | 147.3758 | 186.3799 | 195.3359 | 201.6571 | 198.3762 | 202.7592 | 196.21 | 194.5886 | 192.511 | 168.1004 | 168.6831 | 153.5325 | 151.7971 | 191.9713 | 201.196 | 207.7068 | 204.3275 | 208.842 | 202.0963 | 200.4262 | 198.2864 | 173.1434 | 173.7436 | 158.1385 | 156.351 | 197.7304 | 207.2319 | 213.938 | 210.4573 | 215.1073 | 208.1592 | 206.439 | 204.235 | 178.3377 | 178.9559 | 162.8827 | 161.0415 | 203.6623 | 213.4489 | 220.3562 | 216.771 | 221.5605 | 214.404 | 212.6322 | 210.362 | 183.6878 | 184.3246 | 167.7691 | 165.8727 | 209.7722 | 219.8523 | 226.9669 | 223.2742 | 228.2073 | 220.8361 | 219.0111 | 216.6729 | 189.1985 | 189.8543 | 172.8022 | 170.8489 | 216.0654 | 226.4479 | 233.7759 | 229.9724 | 235.0535 | 227.4612 | 225.5815 | 223.1731 | 194.8744 | 195.5499 | 177.9863 | 175.9744 | 222.5473 | 233.2413 | 240.7892 | 236.8716 | 242.1051 | 234.285 | 232.3489 | 229.8683 | 200.7207 | 201.4164 | 183.3259 | 181.2536 | 229.2237 | 240.2386 | 248.0128 | 243.9777 | 249.3683 | 241.3136 | 239.3194 | 236.7643 | 206.7423 | 207.4589 | 188.8257 | 186.6912 | 236.1005 | 247.4457 | 255.4532 | 251.297 | 256.8493 | 248.553 | 246.499 | 243.8672 | 212.9445 | 213.6827 | 194.4904 | 192.292 | 243.1835 | 254.8691 | 263.1168 | 258.8359 | 264.5548 | 256.0096 | 253.8939 | 251.1833 | 219.3329 | 220.0932 | 200.3251 | 198.0607 | 250.479 | 262.5152 | 271.0103 | 266.601 | 272.4914 | 263.6899 | 261.5107 | 258.7188 | 225.9129 | 226.696 | 206.3349 | 204.0026 | 257.9933 | 270.3906 | 279.1406 | 274.599 | 280.6662 | 271.6006 | 269.3561 | 266.4803 | 232.6903 | 233.4969 | 212.5249 | 210.1226 | 265.7331
Tarifa paneles financiamiento CP | [25 empty] | 117.7644 | 117.7644 | 117.7644 | 117.7644 | 117.7644 | 117.7644 | 117.7644 | 117.7644 | 117.7644 | 117.7644 | 117.7644 | 121.2973 | 121.2973 | 121.2973 | 121.2973 | 121.2973 | 121.2973 | 121.2973 | 121.2973 | 121.2973 | 121.2973 | 121.2973 | 121.2973 | 124.9362 | 124.9362 | 124.9362 | 124.9362 | 124.9362 | 124.9362 | 124.9362 | 124.9362 | 124.9362 | 124.9362 | 124.9362 | 124.9362 | 128.6843 | 128.6843 | 128.6843 | 128.6843 | 128.6843 | 128.6843 | 128.6843 | 128.6843 | 128.6843 | 128.6843 | 128.6843 | 128.6843 | 132.5448 | 132.5448 | 132.5448 | 132.5448 | 132.5448 | 132.5448 | 132.5448 | 132.5448 | 132.5448 | 132.5448 | 132.5448 | 132.5448 | 136.5212 | 136.5212 | 136.5212 | 136.5212 | 136.5212 | 136.5212 | 136.5212 | 136.5212 | 136.5212 | 136.5212 | 136.5212 | 136.5212 | 140.6168 | 140.6168 | 140.6168 | 140.6168 | 140.6168 | 140.6168 | 140.6168 | 140.6168 | 140.6168 | 140.6168 | 140.6168 | 140.6168 | 144.8353 | 144.8353 | 144.8353 | 144.8353 | 144.8353 | 144.8353 | 144.8353 | 144.8353 | 144.8353 | 144.8353 | 144.8353 | 144.8353 | 149.1804 | 149.1804 | 149.1804 | 149.1804 | 149.1804 | 149.1804 | 149.1804 | 149.1804 | 149.1804 | 149.1804 | 149.1804 | 149.1804 | 153.6558 | 153.6558 | 153.6558 | 153.6558 | 153.6558 | 153.6558 | 153.6558 | 153.6558 | 153.6558 | 153.6558 | 153.6558 | 153.6558 | 158.2655 | 158.2655 | 158.2655 | 158.2655 | 158.2655 | 158.2655 | 158.2655 | 158.2655 | 158.2655 | 158.2655 | 158.2655 | 158.2655 | 163.0134 | 163.0134 | 163.0134 | 163.0134 | 163.0134 | 163.0134 | 163.0134 | 163.0134 | 163.0134 | 163.0134 | 163.0134 | 163.0134 | 167.9038 | 167.9038 | 167.9038 | 167.9038 | 167.9038 | 167.9038 | 167.9038 | 167.9038 | 167.9038 | 167.9038 | 167.9038 | 167.9038 | 172.941 | 172.941 | 172.941 | 172.941 | 172.941 | 172.941 | 172.941 | 172.941 | 172.941 | 172.941 | 172.941 | 172.941 | 178.1292 | 178.1292 | 178.1292 | 178.1292 | 178.1292 | 178.1292 | 178.1292 | 178.1292 | 178.1292 | 178.1292 | 178.1292 | 178.1292 | 183.4731 | 183.4731 | 183.4731 | 183.4731 | 183.4731 | 183.4731 | 183.4731 | 183.4731 | 183.4731 | 183.4731 | 183.4731 | 183.4731 | 188.9773 | 188.9773 | 188.9773 | 188.9773 | 188.9773 | 188.9773 | 188.9773 | 188.9773 | 188.9773 | 188.9773 | 188.9773 | 188.9773 | 194.6466 | 194.6466 | 194.6466 | 194.6466 | 194.6466 | 194.6466 | 194.6466 | 194.6466 | 194.6466 | 194.6466 | 194.6466 | 194.6466 | 200.486 | 200.486 | 200.486 | 200.486 | 200.486 | 200.486 | 200.486 | 200.486 | 200.486 | 200.486 | 200.486 | 200.486 | 206.5005 | 206.5005 | 206.5005 | 206.5005 | 206.5005 | 206.5005 | 206.5005 | 206.5005 | 206.5005 | 206.5005 | 206.5005 | 206.5005
Tarifa paneles capital propio | [25 empty] | 117.7644 | 117.7644 | 117.7644 | 117.7644 | 117.7644 | 117.7644 | 117.7644 | 117.7644 | 117.7644 | 117.7644 | 117.7644 | 121.2973 | 121.2973 | 121.2973 | 121.2973 | 121.2973 | 121.2973 | 121.2973 | 121.2973 | 121.2973 | 121.2973 | 121.2973 | 121.2973 | 124.9362 | 124.9362 | 124.9362 | 124.9362 | 124.9362 | 124.9362 | 124.9362 | 124.9362 | 124.9362 | 124.9362 | 124.9362 | 124.9362 | 128.6843 | 128.6843 | 128.6843 | 128.6843 | 128.6843 | 128.6843 | 128.6843 | 128.6843 | 128.6843 | 128.6843 | 128.6843 | 128.6843 | 132.5448 | 132.5448 | 132.5448 | 132.5448 | 132.5448 | 132.5448 | 132.5448 | 132.5448 | 132.5448 | 132.5448 | 132.5448 | 132.5448 | 136.5212 | 136.5212 | 136.5212 | 136.5212 | 136.5212 | 136.5212 | 136.5212 | 136.5212 | 136.5212 | 136.5212 | 136.5212 | 136.5212 | 140.6168 | 140.6168 | 140.6168 | 140.6168 | 140.6168 | 140.6168 | 140.6168 | 140.6168 | 140.6168 | 140.6168 | 140.6168 | 140.6168 | 144.8353 | 144.8353 | 144.8353 | 144.8353 | 144.8353 | 144.8353 | 144.8353 | 144.8353 | 144.8353 | 144.8353 | 144.8353 | 144.8353 | 149.1804 | 149.1804 | 149.1804 | 149.1804 | 149.1804 | 149.1804 | 149.1804 | 149.1804 | 149.1804 | 149.1804 | 149.1804 | 149.1804 | 153.6558 | 153.6558 | 153.6558 | 153.6558 | 153.6558 | 153.6558 | 153.6558 | 153.6558 | 153.6558 | 153.6558 | 153.6558 | 153.6558 | 158.2655 | 158.2655 | 158.2655 | 158.2655 | 158.2655 | 158.2655 | 158.2655 | 158.2655 | 158.2655 | 158.2655 | 158.2655 | 158.2655 | 163.0134 | 163.0134 | 163.0134 | 163.0134 | 163.0134 | 163.0134 | 163.0134 | 163.0134 | 163.0134 | 163.0134 | 163.0134 | 163.0134 | 167.9038 | 167.9038 | 167.9038 | 167.9038 | 167.9038 | 167.9038 | 167.9038 | 167.9038 | 167.9038 | 167.9038 | 167.9038 | 167.9038 | 172.941 | 172.941 | 172.941 | 172.941 | 172.941 | 172.941 | 172.941 | 172.941 | 172.941 | 172.941 | 172.941 | 172.941 | 178.1292 | 178.1292 | 178.1292 | 178.1292 | 178.1292 | 178.1292 | 178.1292 | 178.1292 | 178.1292 | 178.1292 | 178.1292 | 178.1292 | 183.4731 | 183.4731 | 183.4731 | 183.4731 | 183.4731 | 183.4731 | 183.4731 | 183.4731 | 183.4731 | 183.4731 | 183.4731 | 183.4731 | 188.9773 | 188.9773 | 188.9773 | 188.9773 | 188.9773 | 188.9773 | 188.9773 | 188.9773 | 188.9773 | 188.9773 | 188.9773 | 188.9773 | 194.6466 | 194.6466 | 194.6466 | 194.6466 | 194.6466 | 194.6466 | 194.6466 | 194.6466 | 194.6466 | 194.6466 | 194.6466 | 194.6466 | 200.486 | 200.486 | 200.486 | 200.486 | 200.486 | 200.486 | 200.486 | 200.486 | 200.486 | 200.486 | 200.486 | 200.486 | 206.5005 | 206.5005 | 206.5005 | 206.5005 | 206.5005 | 206.5005 | 206.5005 | 206.5005 | 206.5005 | 206.5005 | 206.5005 | 206.5005
Precio Bolsa | 421 | 607 | 376 | 277 | 657 | 574 | 617 | 719 | 1036 | 1178 | 777 | 708 | 563.2689 | 571.7843 | 621.8863 | 759.0861 | 297.1587 | 287.1249 | 291.6377 | 572.9533 | 872.3731 | 917.8468 | 918.487 | 759.5354 | 410.9707 | 502.7327 | 400 | 400 | 400 | 400 | 400 | 422.836 | 716.0687 | 750.528 | 543.4588 | 589.6038 | 431.5193 | 527.8694 | 402.7122 | 398.0044 | 400 | 400 | 400 | 443.9778 | 751.8722 | 788.0544 | 570.6318 | 619.0839 | 453.0953 | 554.2628 | 422.8479 | 417.9046 | 400 | 400 | 400 | 466.1767 | 789.4658 | 827.4571 | 599.1634 | 650.0381 | 475.75 | 581.976 | 443.9903 | 438.7998 | 400 | 400 | 400 | 489.4855 | 828.9391 | 868.83 | 629.1215 | 682.54 | 499.5375 | 611.0748 | 466.1898 | 460.7398 | 400 | 400 | 400 | 513.9598 | 870.386 | 912.2715 | 660.5776 | 716.667 | 524.5144 | 641.6285 | 489.4993 | 483.7768 | 416.7269 | 400 | 400 | 539.6578 | 913.9053 | 957.8851 | 693.6065 | 752.5004 | 550.7401 | 673.7099 | 513.9742 | 507.9656 | 437.5632 | 400 | 415.2808 | 566.6407 | 500 | 500 | 728.2868 | 790.1254 | 578.2771 | 707.3954 | 539.6729 | 533.3639 | 459.4414 | 404.5034 | 436.0449 | 594.9727 | 500 | 500 | 764.7012 | 829.6317 | 607.191 | 742.7652 | 566.6566 | 560.0321 | 482.4134 | 424.7286 | 457.8471 | 624.7214 | 500 | 500 | 802.9362 | 871.1133 | 637.5505 | 779.9035 | 594.9894 | 588.0337 | 506.5341 | 445.965 | 480.7395 | 655.9574 | 500 | 500 | 843.083 | 914.6689 | 669.428 | 818.8986 | 624.7389 | 617.4354 | 531.8608 | 468.2633 | 504.7764 | 688.7553 | 500 | 500 | 885.2372 | 500 | 702.8994 | 859.8436 | 655.9758 | 648.3072 | 558.4539 | 491.6764 | 530.0153 | 723.1931 | 500 | 500 | 500 | 500 | 500 | 500 | 500 | 500 | 500 | 500 | 500 | 500 | 500 | 500 | 500 | 500 | 500 | 500 | 500 | 500 | 500 | 500 | 500 | 500 | 500 | 500 | 500 | 500 | 500 | 500 | 500 | 500 | 500 | 500 | 500 | 500 | 500 | 500 | 500 | 500 | 500 | 500 | 500 | 500 | 500 | 500 | 500 | 500 | 500 | 500 | 500 | 500 | 500 | 500 | 500 | 500 | 500 | 500 | 500 | 500 | 500 | 500 | 500 | 500 | 500 | 500 | 500 | 500 | 500 | 500 | 500 | 500 | 500 | 500 | 500 | 500 | 500 | 500 | 500 | 500 | 500 | 500 | 500 | 500 | 500 | 500 | 500 | 500 | 500 | 500 | 500 | 500 | 500 | 500 | 500 | 500 | 500 | 500 | 500 | 500
Arriendo | [19 empty] | 610945.5136 | 610945.5136 | 610945.5136 | 610945.5136 | 610945.5136 | 629273.879 | 629273.879 | 629273.879 | 629273.879 | 629273.879 | 629273.879 | 629273.879 | 629273.879 | 629273.879 | 629273.879 | 629273.879 | 629273.879 | 648152.0954 | 648152.0954 | 648152.0954 | 648152.0954 | 648152.0954 | 648152.0954 | 648152.0954 | 648152.0954 | 648152.0954 | 648152.0954 | 648152.0954 | 648152.0954 | 667596.6582 | 667596.6582 | 667596.6582 | 667596.6582 | 667596.6582 | 667596.6582 | 667596.6582 | 667596.6582 | 667596.6582 | 667596.6582 | 667596.6582 | 667596.6582 | 687624.558 | 687624.558 | 687624.558 | 687624.558 | 687624.558 | 687624.558 | 687624.558 | 687624.558 | 687624.558 | 687624.558 | 687624.558 | 687624.558 | 708253.2947 | 708253.2947 | 708253.2947 | 708253.2947 | 708253.2947 | 708253.2947 | 708253.2947 | 708253.2947 | 708253.2947 | 708253.2947 | 708253.2947 | 708253.2947 | 729500.8936 | 729500.8936 | 729500.8936 | 729500.8936 | 729500.8936 | 729500.8936 | 729500.8936 | 729500.8936 | 729500.8936 | 729500.8936 | 729500.8936 | 729500.8936 | 751385.9204 | 751385.9204 | 751385.9204 | 751385.9204 | 751385.9204 | 751385.9204 | 751385.9204 | 751385.9204 | 751385.9204 | 751385.9204 | 751385.9204 | 751385.9204 | 773927.498 | 773927.498 | 773927.498 | 773927.498 | 773927.498 | 773927.498 | 773927.498 | 773927.498 | 773927.498 | 773927.498 | 773927.498 | 773927.498 | 797145.3229 | 797145.3229 | 797145.3229 | 797145.3229 | 797145.3229 | 797145.3229 | 797145.3229 | 797145.3229 | 797145.3229 | 797145.3229 | 797145.3229 | 797145.3229 | 821059.6826 | 821059.6826 | 821059.6826 | 821059.6826 | 821059.6826 | 821059.6826 | 821059.6826 | 821059.6826 | 821059.6826 | 821059.6826 | 821059.6826 | 821059.6826 | 845691.4731 | 845691.4731 | 845691.4731 | 845691.4731 | 845691.4731 | 845691.4731 | 845691.4731 | 845691.4731 | 845691.4731 | 845691.4731 | 845691.4731 | 845691.4731 | 871062.2173 | 871062.2173 | 871062.2173 | 871062.2173 | 871062.2173 | 871062.2173 | 871062.2173 | 871062.2173 | 871062.2173 | 871062.2173 | 871062.2173 | 871062.2173 | 897194.0838 | 897194.0838 | 897194.0838 | 897194.0838 | 897194.0838 | 897194.0838 | 897194.0838 | 897194.0838 | 897194.0838 | 897194.0838 | 897194.0838 | 897194.0838 | 924109.9063 | 924109.9063 | 924109.9063 | 924109.9063 | 924109.9063 | 924109.9063 | 924109.9063 | 924109.9063 | 924109.9063 | 924109.9063 | 924109.9063 | 924109.9063 | 951833.2035 | 951833.2035 | 951833.2035 | 951833.2035 | 951833.2035 | 951833.2035 | 951833.2035 | 951833.2035 | 951833.2035 | 951833.2035 | 951833.2035 | 951833.2035 | 980388.1996 | 980388.1996 | 980388.1996 | 980388.1996 | 980388.1996 | 980388.1996 | 980388.1996 | 980388.1996 | 980388.1996 | 980388.1996 | 980388.1996 | 980388.1996 | 1009799.8456 | 1009799.8456 | 1009799.8456 | 1009799.8456 | 1009799.8456 | 1009799.8456 | 1009799.8456 | 1009799.8456 | 1009799.8456 | 1009799.8456 | 1009799.8456 | 1009799.8456 | 1040093.841 | 1040093.841 | 1040093.841 | 1040093.841 | 1040093.841 | 1040093.841 | 1040093.841 | 1040093.841 | 1040093.841 | 1040093.841 | 1040093.841 | 1040093.841 | 1071296.6562 | 1071296.6562 | 1071296.6562 | 1071296.6562 | 1071296.6562 | 1071296.6562 | 1071296.6562 | 1071296.6562 | 1071296.6562 | 1071296.6562 | 1071296.6562 | 1071296.6562 | 1103435.5559 | 1103435.5559 | 1103435.5559 | 1103435.5559 | 1103435.5559 | 1103435.5559 | 1103435.5559 | 1103435.5559 | 1103435.5559 | 1103435.5559 | 1103435.5559 | 1103435.5559
| 2023 | 2024 | 2025 | 2026 | 2027 | 2028 | 2029 | 2030 | 2031 | 2032 | 2024-01-01: 2033; 2024-02-01: 2034; 2024-03-01: 2035; 2024-04-01: 2036; 2024-05-01: 2037; 2024-06-01: 2038; 2024-07-01: 2039; 2024-08-01: 2040; 2024-09-01: 2041; 2024-10-01: 2042; 2024-11-01: 2043; 2024-12-01: 2044
Tarifa CU | #DIV/0! | 909.9638 | 881.0442 | 881.2805 | 907.7189 | 934.9504 | 962.999 | 991.8889 | 1021.6456 | 1052.295 | 2024-01-01: 1083.8638; 2024-02-01: 1116.3797; 2024-03-01: 1149.8711; 2024-04-01: 1184.3672; 2024-05-01: 1219.8983; 2024-06-01: 1256.4952; 2024-07-01: 1294.1901; 2024-08-01: 1333.0158; 2024-09-01: 1373.0062; 2024-10-01: 1414.1964; 2024-11-01: 1456.6223; 2024-12-01: 1500.321
Tarifa comercialización | #DIV/0! | 137.2693 | 145.7462 | 150.1185 | 154.6221 | 159.2608 | 164.0386 | 168.9597 | 174.0285 | 179.2494 | 2024-01-01: 184.6269; 2024-02-01: 190.1657; 2024-03-01: 195.8706; 2024-04-01: 201.7468; 2024-05-01: 207.7992; 2024-06-01: 214.0331; 2024-07-01: 220.4541; 2024-08-01: 227.0678; 2024-09-01: 233.8798; 2024-10-01: 240.8962; 2024-11-01: 248.1231; 2024-12-01: 255.5668
Tarifa ESFV CP |  | #DIV/0! | 117.7644 | 120.7085 | 124.3297 | 128.0596 | 131.9014 | 135.8585 | 139.9342 | 144.1322 | 2024-01-01: 148.4562; 2024-02-01: 152.9099; 2024-03-01: 157.4972; 2024-04-01: 162.2221; 2024-05-01: 167.0888; 2024-06-01: 172.1014; 2024-07-01: 177.2645; 2024-08-01: 182.5824; 2024-09-01: 188.0599; 2024-10-01: 193.7017; 2024-11-01: 199.5127; 2024-12-01: 205.4981
Precio Bolsa | #DIV/0! | 603.3433 | 540.0966 | 506.4227 | 526.7438 | 548.081 | 570.4851 | 595.4032 | 542.6651 | 564.3403 | 2024-01-01: 588.3907; 2024-02-01: 613.6436; 2024-03-01: 640.1591; 2024-04-01: 629.6335; 2024-05-01: 500; 2024-06-01: 500; 2024-07-01: 500; 2024-08-01: 500; 2024-09-01: 500; 2024-10-01: 500; 2024-11-01: 500; 2024-12-01: 500
Arriendo |  | 610945.5136 | 626219.1514 | 645005.726 | 664355.8978 | 684286.5747 | 704815.1719 | 725959.6271 | 747738.4159 | 770170.5684 | 2024-01-01: 793275.6854; 2024-02-01: 817073.956; 2024-03-01: 841586.1747; 2024-04-01: 866833.7599; 2024-05-01: 892838.7727; 2024-06-01: 919623.9359; 2024-07-01: 947212.654; 2024-08-01: 975629.0336; 2024-09-01: 1004897.9046; 2024-10-01: 1035044.8417; 2024-11-01: 1066096.187; 2024-12-01: 1098079.0726
Tarifa ESFV MP |  |  | 117.7644 | 120.7085 | 124.3297 | 128.0596 | 131.9014 | 135.8585 | 139.9342 | 144.1322 | 2024-01-01: 148.4562; 2024-02-01: 152.9099; 2024-03-01: 157.4972; 2024-04-01: 162.2221; 2024-05-01: 167.0888; 2024-06-01: 172.1014; 2024-07-01: 177.2645; 2024-08-01: 182.5824; 2024-09-01: 188.0599; 2024-10-01: 193.7017; 2024-11-01: 199.5127; 2024-12-01: 205.4981
Tarifa ESFV LP |  |  | 98.9722 | 103.9208 | 109.1168 | 112.3903 | 118.0099 | 121.5502 | 127.6277 | 134.009 | 2024-01-01: 140.7095; 2024-02-01: 147.745; 2024-03-01: 155.1322; 2024-04-01: 162.8888; 2024-05-01: 171.0333; 2024-06-01: 179.5849; 2024-07-01: 188.5642; 2024-08-01: 197.9924; 2024-09-01: 207.892; 2024-10-01: 218.2866; 2024-11-01: 229.201; 2024-12-01: 240.661
Proyección Precio Bolsa
| IPC | 3%
| 2023 | 2024 | 2025 | 2026 | 2027 | 2028 | 2029 | 2030 | 2031 | 2032 | 2024-01-01: 2033; 2024-02-01: 2034; 2024-03-01: 2035; 2024-04-01: 2036; 2024-05-01: 2037; 2024-06-01: 2038; 2024-07-01: 2039; 2024-08-01: 2040; 2024-09-01: 2041; 2024-10-01: 2042; 2024-11-01: 2043; 2024-12-01: 2044
Niña | 326.1244 | 335.9081 | 345.9854 | 356.3649 | 367.0559 | 378.0676 | 389.4096 | 401.0919 | 413.1246 | 425.5184 | 2024-01-01: 438.2839; 2024-02-01: 451.4324; 2024-03-01: 464.9754; 2024-04-01: 478.9247; 2024-05-01: 493.2924; 2024-06-01: 508.0912; 2024-07-01: 523.3339; 2024-08-01: 539.0339; 2024-09-01: 555.205; 2024-10-01: 571.8611; 2024-11-01: 589.0169; 2024-12-01: 606.6875
Niño | 924.6207 | 952.3593 | 980.9301 | 1010.358 | 1040.6688 | 1071.8888 | 1104.0455 | 1137.1669 | 1171.2819 | 1206.4203 | 2024-01-01: 1242.6129; 2024-02-01: 1279.8913; 2024-03-01: 1318.2881; 2024-04-01: 1357.8367; 2024-05-01: 1398.5718; 2024-06-01: 1440.529; 2024-07-01: 1483.7448; 2024-08-01: 1528.2572; 2024-09-01: 1574.1049; 2024-10-01: 1621.328; 2024-11-01: 1669.9679; 2024-12-01: 1720.0669
Normal | 599.3297 | 617.3096 | 635.8288 | 654.9037 | 674.5508 | 694.7873 | 715.631 | 737.0999 | 759.2129 | 781.9893 | 2024-01-01: 805.449; 2024-02-01: 829.6124; 2024-03-01: 854.5008; 2024-04-01: 880.1358; 2024-05-01: 906.5399; 2024-06-01: 933.7361; 2024-07-01: 961.7482; 2024-08-01: 990.6006; 2024-09-01: 1020.3186; 2024-10-01: 1050.9282; 2024-11-01: 1082.456; 2024-12-01: 1114.9297
| Niño | Niña | Normal | Normal | Normal | Niño | Niña | Normal | Normal | Normal | 2024-01-01: Niño; 2024-02-01: Niña; 2024-03-01: Normal; 2024-04-01: Normal; 2024-05-01: Normal; 2024-06-01: Niño; 2024-07-01: Niña; 2024-08-01: Normal; 2024-09-01: Normal; 2024-10-01: Normal; 2024-11-01: Niño; 2024-12-01: Niña
Tiempo contrato años | Año | Tarifa | Condiciones | Al finalizar
5 | 2024 | 117.7644 | Indexada por IPC | Paga el 50% del valor total de la planta y pasa a ser propiedad del cliente
Capital propio | 2024 | 117.7644 | Indexada por IPC | Paga el 35% del valor total de la planta y pasa a ser propiedad del cliente
15 | 2024 | 98.9722 | Indexada por IPC | Paga el 20% del valor total de la planta y pasa a ser propiedad del cliente
Mediano Plazo
IPC | 5% |  | C Enerbit | 50
| 2023 | 2023 | 2023 | 2023 | 2023 | 2023 | 2023 | 2023 | 2023 | 2023 | 2023 | 2023 | 2024 | 2024 | 2024 | 2024 | 2024 | 2024 | 2024 | 2024 | 2024 | 2024 | 2024 | 2024 | 2025 | 2025 | 2025 | 2025 | 2025 | 2025 | 2025 | 2025 | 2025 | 2025 | 2025 | 2025 | 2026 | 2026 | 2026 | 2026 | 2026 | 2026 | 2026 | 2026 | 2026 | 2026 | 2026 | 2026 | 2027 | 2027 | 2027 | 2027 | 2027 | 2027 | 2027 | 2027 | 2027 | 2027 | 2027 | 2027 | 2028 | 2028 | 2028 | 2028 | 2028 | 2028 | 2028 | 2028 | 2028 | 2028 | 2028 | 2028 | 2029 | 2029 | 2029 | 2029 | 2029 | 2029 | 2029 | 2029 | 2029 | 2029 | 2029 | 2029 | 2030 | 2030 | 2030 | 2030 | 2030 | 2030 | 2030 | 2030 | 2030 | 2030 | 2030 | 2030 | 2031 | 2031 | 2031 | 2031 | 2031 | 2031 | 2031 | 2031 | 2031 | 2031 | 2031 | 2031 | 2032 | 2032 | 2032 | 2032 | 2032 | 2032 | 2032 | 2032 | 2032 | 2032 | 2032 | 2032 | 2033 | 2033 | 2033 | 2033 | 2033 | 2033 | 2033 | 2033 | 2033 | 2033 | 2033 | 2033 | 2034 | 2034 | 2034 | 2034 | 2034 | 2034 | 2034 | 2034 | 2034 | 2034 | 2034 | 2034 | 2035 | 2035 | 2035 | 2035 | 2035 | 2035 | 2035 | 2035 | 2035 | 2035 | 2035 | 2035 | 2036 | 2036 | 2036 | 2036 | 2036 | 2036 | 2036 | 2036 | 2036 | 2036 | 2036 | 2036 | 2037 | 2037 | 2037 | 2037 | 2037 | 2037 | 2037 | 2037 | 2037 | 2037 | 2037 | 2037 | 2038 | 2038 | 2038 | 2038 | 2038 | 2038 | 2038 | 2038 | 2038 | 2038 | 2038 | 2038 | 2039 | 2039 | 2039 | 2039 | 2039 | 2039 | 2039 | 2039 | 2039 | 2039 | 2039 | 2039 | 2040 | 2040 | 2040 | 2040 | 2040 | 2040 | 2040 | 2040 | 2040 | 2040 | 2040 | 2040 | 2041 | 2041 | 2041 | 2041 | 2041 | 2041 | 2041 | 2041 | 2041 | 2041 | 2041 | 2041 | 2042 | 2042 | 2042 | 2042 | 2042 | 2042 | 2042 | 2042 | 2042 | 2042 | 2042 | 2042 | 2043 | 2043 | 2043 | 2043 | 2043 | 2043 | 2043 | 2043 | 2043 | 2043 | 2043 | 2043 | 2044 | 2044 | 2044 | 2044 | 2044 | 2044 | 2044 | 2044 | 2044 | 2044 | 2044 | 2044
 | time axis 2023-01-01 to 2044-12-01
Tarifa Cu | 0 | 0 | 0 | 0 | 0 | 0 | 0 | 0 | 0 | 0 | #REF! | #REF! | 972.47 | 975.85 | 1003.02 | 945.9659 | 949.84 | 881.59 | 859.24 | 807.28 | 855.04 | 854.84 | 907.23 | 907.2 | 907.22 | 943.46 | 943.5 | 943.46 | 943.46 | 938.16 | 885.71 | 885.7 | 795 | 795 | 795.93 | 795.93 | 795.93 | 795.93 | 971.805 | 971.7638 | 971.7638 | 966.3048 | 912.2813 | 912.271 | 818.85 | 818.85 | 819.8079 | 819.8079 | 819.8079 | 819.8079 | 1000.9592 | 1000.9167 | 1000.9167 | 995.2939 | 939.6497 | 939.6391 | 843.4155 | 843.4155 | 844.4021 | 844.4021 | 844.4021 | 844.4021 | 1030.9879 | 1030.9442 | 1030.9442 | 1025.1528 | 967.8392 | 967.8283 | 868.718 | 868.718 | 869.7342 | 869.7342 | 869.7342 | 869.7342 | 1061.9176 | 1061.8725 | 1061.8725 | 1055.9073 | 996.8744 | 996.8632 | 894.7795 | 894.7795 | 895.8262 | 895.8262 | 895.8262 | 895.8262 | 1093.7751 | 1093.7287 | 1093.7287 | 1087.5846 | 1026.7806 | 1026.769 | 921.6229 | 921.6229 | 922.701 | 922.701 | 922.701 | 922.701 | 1126.5883 | 1126.5406 | 1126.5406 | 1120.2121 | 1057.5841 | 1057.5721 | 949.2716 | 949.2716 | 950.382 | 950.382 | 950.382 | 950.382 | 1160.386 | 1160.3368 | 1160.3368 | 1153.8185 | 1089.3116 | 1089.2993 | 977.7497 | 977.7497 | 978.8935 | 978.8935 | 978.8935 | 978.8935 | 1195.1976 | 1195.1469 | 1195.1469 | 1188.433 | 1121.9909 | 1121.9783 | 1007.0822 | 1007.0822 | 1008.2603 | 1008.2603 | 1008.2603 | 1008.2603 | 1231.0535 | 1231.0013 | 1231.0013 | 1224.086 | 1155.6507 | 1155.6376 | 1037.2947 | 1037.2947 | 1038.5081 | 1038.5081 | 1038.5081 | 1038.5081 | 1267.9851 | 1267.9313 | 1267.9313 | 1260.8086 | 1190.3202 | 1190.3067 | 1068.4135 | 1068.4135 | 1069.6634 | 1069.6634 | 1069.6634 | 1069.6634 | 1306.0247 | 1305.9693 | 1305.9693 | 1298.6328 | 1226.0298 | 1226.0159 | 1100.4659 | 1100.4659 | 1101.7533 | 1101.7533 | 1101.7533 | 1101.7533 | 1345.2054 | 1345.1484 | 1345.1484 | 1337.5918 | 1262.8107 | 1262.7964 | 1133.4799 | 1133.4799 | 1134.8059 | 1134.8059 | 1134.8059 | 1134.8059 | 1385.5616 | 1385.5028 | 1385.5028 | 1377.7196 | 1300.695 | 1300.6803 | 1167.4843 | 1167.4843 | 1168.85 | 1168.85 | 1168.85 | 1168.85 | 1427.1284 | 1427.0679 | 1427.0679 | 1419.0512 | 1339.7158 | 1339.7007 | 1202.5088 | 1202.5088 | 1203.9155 | 1203.9155 | 1203.9155 | 1203.9155 | 1469.9423 | 1469.8799 | 1469.8799 | 1461.6227 | 1379.9073 | 1379.8917 | 1238.5841 | 1238.5841 | 1240.033 | 1240.033 | 1240.033 | 1240.033 | 1514.0405 | 1513.9763 | 1513.9763 | 1505.4714 | 1421.3045 | 1421.2885 | 1275.7416 | 1275.7416 | 1277.234 | 1277.234 | 1277.234 | 1277.234 | 1559.4617 | 1559.3956 | 1559.3956 | 1550.6355 | 1463.9437 | 1463.9271 | 1314.0139 | 1314.0139 | 1315.551 | 1315.551 | 1315.551 | 1315.551 | 1606.2456 | 1606.1775 | 1606.1775 | 1597.1546 | 1507.862 | 1507.845 | 1353.4343 | 1353.4343 | 1355.0175 | 1355.0175 | 1355.0175 | 1355.0175 | 1654.433 | 1654.3628 | 1654.3628 | 1645.0692 | 1553.0978 | 1553.0803 | 1394.0373 | 1394.0373 | 1395.6681 | 1395.6681
Tarifa comercialización | 0 | 0 | 0 | 0 | 0 | 0 | 0 | 0 | 0 | 0 | #REF! | #REF! | 137.38 | 136.72 | 145.76 | 147.0412 | 139.18 | 135.95 | 128.91 | 125.95 | 128.92 | 135.29 | 139 | 147.13 | 154.2 | 159.19 | 156.6 | 160.06 | 154.89 | 153.61 | 151.97 | 132.7 | 133.16 | 121.2 | 119.83 | 151.5439 | 158.826 | 163.9657 | 161.298 | 164.8618 | 159.5367 | 158.2183 | 156.5291 | 136.681 | 137.1548 | 124.836 | 123.4249 | 156.0902 | 163.5908 | 168.8847 | 166.1369 | 169.8077 | 164.3228 | 162.9648 | 161.225 | 140.7814 | 141.2694 | 128.5811 | 127.1276 | 160.7729 | 168.4985 | 173.9512 | 171.121 | 174.9019 | 169.2525 | 167.8538 | 166.0617 | 145.0049 | 145.5075 | 132.4385 | 130.9415 | 165.5961 | 173.5535 | 179.1697 | 176.2547 | 180.1489 | 174.3301 | 172.8894 | 171.0436 | 149.355 | 149.8728 | 136.4117 | 134.8697 | 170.564 | 178.7601 | 184.5448 | 181.5423 | 185.5534 | 179.56 | 178.0761 | 176.1749 | 153.8357 | 154.3689 | 140.504 | 138.9158 | 175.6809 | 184.1229 | 190.0812 | 186.9886 | 191.12 | 184.9468 | 183.4184 | 181.4601 | 158.4507 | 159 | 144.7191 | 143.0833 | 180.9513 | 189.6466 | 195.7836 | 192.5982 | 196.8536 | 190.4952 | 188.9209 | 186.9039 | 163.2043 | 163.77 | 149.0607 | 147.3758 | 186.3799 | 195.3359 | 201.6571 | 198.3762 | 202.7592 | 196.21 | 194.5886 | 192.511 | 168.1004 | 168.6831 | 153.5325 | 151.7971 | 191.9713 | 201.196 | 207.7068 | 204.3275 | 208.842 | 202.0963 | 200.4262 | 198.2864 | 173.1434 | 173.7436 | 158.1385 | 156.351 | 197.7304 | 207.2319 | 213.938 | 210.4573 | 215.1073 | 208.1592 | 206.439 | 204.235 | 178.3377 | 178.9559 | 162.8827 | 161.0415 | 203.6623 | 213.4489 | 220.3562 | 216.771 | 221.5605 | 214.404 | 212.6322 | 210.362 | 183.6878 | 184.3246 | 167.7691 | 165.8727 | 209.7722 | 219.8523 | 226.9669 | 223.2742 | 228.2073 | 220.8361 | 219.0111 | 216.6729 | 189.1985 | 189.8543 | 172.8022 | 170.8489 | 216.0654 | 226.4479 | 233.7759 | 229.9724 | 235.0535 | 227.4612 | 225.5815 | 223.1731 | 194.8744 | 195.5499 | 177.9863 | 175.9744 | 222.5473 | 233.2413 | 240.7892 | 236.8716 | 242.1051 | 234.285 | 232.3489 | 229.8683 | 200.7207 | 201.4164 | 183.3259 | 181.2536 | 229.2237 | 240.2386 | 248.0128 | 243.9777 | 249.3683 | 241.3136 | 239.3194 | 236.7643 | 206.7423 | 207.4589 | 188.8257 | 186.6912 | 236.1005 | 247.4457 | 255.4532 | 251.297 | 256.8493 | 248.553 | 246.499 | 243.8672 | 212.9445 | 213.6827 | 194.4904 | 192.292 | 243.1835 | 254.8691 | 263.1168 | 258.8359 | 264.5548 | 256.0096 | 253.8939 | 251.1833 | 219.3329 | 220.0932 | 200.3251 | 198.0607 | 250.479 | 262.5152 | 271.0103 | 266.601 | 272.4914 | 263.6899 | 261.5107 | 258.7188 | 225.9129 | 226.696 | 206.3349 | 204.0026 | 257.9933 | 270.3906 | 279.1406 | 274.599 | 280.6662 | 271.6006 | 269.3561 | 266.4803 | 232.6903 | 233.4969 | 212.5249 | 210.1226 | 265.7331
Tarifa paneles | [24 empty] | 117.7644 | 117.7644 | 117.7644 | 117.7644 | 117.7644 | 117.7644 | 117.7644 | 117.7644 | 117.7644 | 117.7644 | 117.7644 | 117.7644 | 123.6526 | 123.6526 | 123.6526 | 123.6526 | 123.6526 | 123.6526 | 123.6526 | 123.6526 | 123.6526 | 123.6526 | 123.6526 | 123.6526 | 129.8352 | 129.8352 | 129.8352 | 129.8352 | 129.8352 | 129.8352 | 129.8352 | 129.8352 | 129.8352 | 129.8352 | 129.8352 | 129.8352 | 133.7303 | 133.7303 | 133.7303 | 133.7303 | 133.7303 | 133.7303 | 133.7303 | 133.7303 | 133.7303 | 133.7303 | 133.7303 | 133.7303 | 140.4168 | 140.4168 | 140.4168 | 140.4168 | 140.4168 | 140.4168 | 140.4168 | 140.4168 | 140.4168 | 140.4168 | 140.4168 | 140.4168 | 144.6293 | 144.6293 | 144.6293 | 144.6293 | 144.6293 | 144.6293 | 144.6293 | 144.6293 | 144.6293 | 144.6293 | 144.6293 | 144.6293 | 151.8608 | 151.8608 | 151.8608 | 151.8608 | 151.8608 | 151.8608 | 151.8608 | 151.8608 | 151.8608 | 151.8608 | 151.8608 | 151.8608 | 159.4538 | 159.4538 | 159.4538 | 159.4538 | 159.4538 | 159.4538 | 159.4538 | 159.4538 | 159.4538 | 159.4538 | 159.4538 | 159.4538 | 167.4265 | 167.4265 | 167.4265 | 167.4265 | 167.4265 | 167.4265 | 167.4265 | 167.4265 | 167.4265 | 167.4265 | 167.4265 | 167.4265 | 175.7978 | 175.7978 | 175.7978 | 175.7978 | 175.7978 | 175.7978 | 175.7978 | 175.7978 | 175.7978 | 175.7978 | 175.7978 | 175.7978 | 129.2114 | 129.2114 | 129.2114 | 129.2114 | 129.2114 | 129.2114 | 129.2114 | 129.2114 | 129.2114 | 129.2114 | 129.2114 | 129.2114 | 135.672 | 135.672 | 135.672 | 135.672 | 135.672 | 135.672 | 135.672 | 135.672 | 135.672 | 135.672 | 135.672 | 135.672 | 142.4556 | 142.4556 | 142.4556 | 142.4556 | 142.4556 | 142.4556 | 142.4556 | 142.4556 | 142.4556 | 142.4556 | 142.4556 | 142.4556 | 149.5783 | 149.5783 | 149.5783 | 149.5783 | 149.5783 | 149.5783 | 149.5783 | 149.5783 | 149.5783 | 149.5783 | 149.5783 | 149.5783 | 157.0573 | 157.0573 | 157.0573 | 157.0573 | 157.0573 | 157.0573 | 157.0573 | 157.0573 | 157.0573 | 157.0573 | 157.0573 | 157.0573 | 164.9101 | 164.9101 | 164.9101 | 164.9101 | 164.9101 | 164.9101 | 164.9101 | 164.9101 | 164.9101 | 164.9101 | 164.9101 | 164.9101 | 173.1556 | 173.1556 | 173.1556 | 173.1556 | 173.1556 | 173.1556 | 173.1556 | 173.1556 | 173.1556 | 173.1556 | 173.1556 | 173.1556 | 181.8134 | 181.8134 | 181.8134 | 181.8134 | 181.8134 | 181.8134 | 181.8134 | 181.8134 | 181.8134 | 181.8134 | 181.8134 | 181.8134 | 190.9041 | 190.9041 | 190.9041 | 190.9041 | 190.9041 | 190.9041 | 190.9041 | 190.9041 | 190.9041 | 190.9041 | 190.9041 | 190.9041 | 200.4493 | 200.4493 | 200.4493 | 200.4493 | 200.4493 | 200.4493 | 200.4493 | 200.4493 | 200.4493 | 200.4493 | 200.4493 | 200.4493
Precio Bolsa | 421 | 607 | 376 | 277 | 657 | 574 | 617 | 719 | 1036 | 1178 | 777 | 708 | 563.2689 | 571.7843 | 621.8863 | 759.0861 | 297.1587 | 287.1249 | 291.6377 | 572.9533 | 872.3731 | 917.8468 | 918.487 | 759.5354 | 410.9707 | 502.7327 | 400 | 400 | 400 | 400 | 400 | 422.836 | 716.0687 | 750.528 | 543.4588 | 589.6038 | 431.5193 | 527.8694 | 402.7122 | 398.0044 | 400 | 400 | 400 | 443.9778 | 751.8722 | 788.0544 | 570.6318 | 619.0839 | 453.0953 | 554.2628 | 422.8479 | 417.9046 | 400 | 400 | 400 | 466.1767 | 789.4658 | 827.4571 | 599.1634 | 650.0381 | 475.75 | 581.976 | 443.9903 | 438.7998 | 400 | 400 | 400 | 489.4855 | 828.9391 | 868.83 | 629.1215 | 682.54 | 499.5375 | 611.0748 | 466.1898 | 460.7398 | 400 | 400 | 400 | 513.9598 | 870.386 | 912.2715 | 660.5776 | 716.667 | 524.5144 | 641.6285 | 489.4993 | 483.7768 | 416.7269 | 400 | 400 | 539.6578 | 913.9053 | 957.8851 | 693.6065 | 752.5004 | 550.7401 | 673.7099 | 513.9742 | 507.9656 | 437.5632 | 400 | 415.2808 | 566.6407 | 500 | 500 | 728.2868 | 790.1254 | 578.2771 | 707.3954 | 539.6729 | 533.3639 | 459.4414 | 404.5034 | 436.0449 | 594.9727 | 500 | 500 | 764.7012 | 829.6317 | 607.191 | 742.7652 | 566.6566 | 560.0321 | 482.4134 | 424.7286 | 457.8471 | 624.7214 | 500 | 500 | 802.9362 | 871.1133 | 637.5505 | 779.9035 | 594.9894 | 588.0337 | 506.5341 | 445.965 | 480.7395 | 655.9574 | 500 | 500 | 843.083 | 914.6689 | 669.428 | 818.8986 | 624.7389 | 617.4354 | 531.8608 | 468.2633 | 504.7764 | 688.7553 | 500 | 500 | 885.2372 | 500 | 702.8994 | 859.8436 | 655.9758 | 648.3072 | 558.4539 | 491.6764 | 530.0153 | 723.1931 | 500 | 500 | 500 | 500 | 500 | 500 | 500 | 500 | 500 | 500 | 500 | 500 | 500 | 500 | 500 | 500 | 500 | 500 | 500 | 500 | 500 | 500 | 500 | 500 | 500 | 500 | 500 | 500 | 500 | 500 | 500 | 500 | 500 | 500 | 500 | 500 | 500 | 500 | 500 | 500 | 500 | 500 | 500 | 500 | 500 | 500 | 500 | 500 | 500 | 500 | 500 | 500 | 500 | 500 | 500 | 500 | 500 | 500 | 500 | 500 | 500 | 500 | 500 | 500 | 500 | 500 | 500 | 500 | 500 | 500 | 500 | 500 | 500 | 500 | 500 | 500 | 500 | 500 | 500 | 500 | 500 | 500 | 500 | 500 | 500 | 500 | 500 | 500 | 500 | 500 | 500 | 500 | 500 | 500 | 500 | 500 | 500 | 500 | 500 | 500
| 2023 | 2024 | 2025 | 2026 | 2027 | 2028 | 2029 | 2030 | 2031 | 2032 | 2033 | 2034 | 2035 | 2036 | 2037 | 2038 | 2039 | 2040
Tarifa CU | 2023-01-01: #REF!; 2023-02-01: 909.9638; 2023-03-01: 881.0442; 2023-04-01: 881.2805; 2023-05-01: 907.7189; 2023-06-01: 934.9504; 2023-07-01: 962.999; 2023-08-01: 991.8889; 2023-09-01: 1021.6456; 2023-10-01: 1052.295; 2023-11-01: 1083.8638; 2023-12-01: 1116.3797; 2024-01-01: 1149.8711; 2024-02-01: 1184.3672; 2024-03-01: 1219.8983; 2024-04-01: 1256.4952; 2024-05-01: 1294.1901; 2024-06-01: 1333.0158
Tarifa comercialización | 2023-01-01: #REF!; 2023-02-01: 137.2693; 2023-03-01: 145.7462; 2023-04-01: 150.1185; 2023-05-01: 154.6221; 2023-06-01: 159.2608; 2023-07-01: 164.0386; 2023-08-01: 168.9597; 2023-09-01: 174.0285; 2023-10-01: 179.2494; 2023-11-01: 184.6269; 2023-12-01: 190.1657; 2024-01-01: 195.8706; 2024-02-01: 201.7468; 2024-03-01: 207.7992; 2024-04-01: 214.0331; 2024-05-01: 220.4541; 2024-06-01: 227.0678
Tarifa paneles | 2023-02-01: #DIV/0!; 2023-03-01: 117.7644; 2023-04-01: 123.6526; 2023-05-01: 129.8352; 2023-06-01: 133.7303; 2023-07-01: 140.4168; 2023-08-01: 144.6293; 2023-09-01: 151.8608; 2023-10-01: 159.4538; 2023-11-01: 167.4265; 2023-12-01: 175.7978; 2024-01-01: 129.2114; 2024-02-01: 135.672; 2024-03-01: 142.4556; 2024-04-01: 149.5783; 2024-05-01: 157.0573; 2024-06-01: 164.9101
Precio Bolsa | 2023-01-01: 662.25; 2023-02-01: 619.4285; 2023-03-01: 494.6832; 2023-04-01: 511.1438; 2023-05-01: 531.701; 2023-06-01: 553.286; 2023-07-01: 575.9503; 2023-08-01: 601.1417; 2023-09-01: 548.6906; 2023-10-01: 570.6671; 2023-11-01: 595.0337; 2023-12-01: 620.6188; 2024-01-01: 609.1162; 2024-02-01: 597.5304; 2024-03-01: 500; 2024-04-01: 500; 2024-05-01: 500; 2024-06-01: 500
Largo Plazo
IPC | 2023-01-01: 5%; 2023-03-01: C Enerbit; 2023-04-01: 50
| 2023 | 2023 | 2023 | 2023 | 2023 | 2023 | 2023 | 2023 | 2023 | 2023 | 2023 | 2023 | 2024 | 2024 | 2024 | 2024 | 2024 | 2024 | 2024 | 2024 | 2024 | 2024 | 2024 | 2024 | 2025 | 2025 | 2025 | 2025 | 2025 | 2025 | 2025 | 2025 | 2025 | 2025 | 2025 | 2025 | 2026 | 2026 | 2026 | 2026 | 2026 | 2026 | 2026 | 2026 | 2026 | 2026 | 2026 | 2026 | 2027 | 2027 | 2027 | 2027 | 2027 | 2027 | 2027 | 2027 | 2027 | 2027 | 2027 | 2027 | 2028 | 2028 | 2028 | 2028 | 2028 | 2028 | 2028 | 2028 | 2028 | 2028 | 2028 | 2028 | 2029 | 2029 | 2029 | 2029 | 2029 | 2029 | 2029 | 2029 | 2029 | 2029 | 2029 | 2029 | 2030 | 2030 | 2030 | 2030 | 2030 | 2030 | 2030 | 2030 | 2030 | 2030 | 2030 | 2030 | 2031 | 2031 | 2031 | 2031 | 2031 | 2031 | 2031 | 2031 | 2031 | 2031 | 2031 | 2031 | 2032 | 2032 | 2032 | 2032 | 2032 | 2032 | 2032 | 2032 | 2032 | 2032 | 2032 | 2032 | 2033 | 2033 | 2033 | 2033 | 2033 | 2033 | 2033 | 2033 | 2033 | 2033 | 2033 | 2033 | 2034 | 2034 | 2034 | 2034 | 2034 | 2034 | 2034 | 2034 | 2034 | 2034 | 2034 | 2034 | 2035 | 2035 | 2035 | 2035 | 2035 | 2035 | 2035 | 2035 | 2035 | 2035 | 2035 | 2035 | 2036 | 2036 | 2036 | 2036 | 2036 | 2036 | 2036 | 2036 | 2036 | 2036 | 2036 | 2036 | 2037 | 2037 | 2037 | 2037 | 2037 | 2037 | 2037 | 2037 | 2037 | 2037 | 2037 | 2037 | 2038 | 2038 | 2038 | 2038 | 2038 | 2038 | 2038 | 2038 | 2038 | 2038 | 2038 | 2038 | 2039 | 2039 | 2039 | 2039 | 2039 | 2039 | 2039 | 2039 | 2039 | 2039 | 2039 | 2039 | 2040 | 2040 | 2040 | 2040 | 2040 | 2040 | 2040 | 2040 | 2040 | 2040 | 2040 | 2040 | 2041 | 2041 | 2041 | 2041 | 2041 | 2041 | 2041 | 2041 | 2041 | 2041 | 2041 | 2041 | 2042 | 2042 | 2042 | 2042 | 2042 | 2042 | 2042 | 2042 | 2042 | 2042 | 2042 | 2042 | 2043 | 2043 | 2043 | 2043 | 2043 | 2043 | 2043 | 2043 | 2043 | 2043 | 2043 | 2043 | 2044 | 2044 | 2044 | 2044 | 2044 | 2044 | 2044 | 2044 | 2044 | 2044 | 2044 | 2044
 | time axis 2023-01-01 to 2044-12-01
Tarifa Cu | 0 | 0 | 0 | 0 | 0 | 0 | 0 | 0 | 0 | 0 | #REF! | #REF! | 972.47 | 975.85 | 1003.02 | 945.9659 | 949.84 | 881.59 | 859.24 | 807.28 | 855.04 | 854.84 | 907.23 | 907.2 | 907.22 | 943.46 | 943.5 | 943.46 | 943.46 | 938.16 | 885.71 | 885.7 | 795 | 795 | 795.93 | 795.93 | 795.93 | 795.93 | 971.805 | 971.7638 | 971.7638 | 966.3048 | 912.2813 | 912.271 | 818.85 | 818.85 | 819.8079 | 819.8079 | 819.8079 | 819.8079 | 1000.9592 | 1000.9167 | 1000.9167 | 995.2939 | 939.6497 | 939.6391 | 843.4155 | 843.4155 | 844.4021 | 844.4021 | 844.4021 | 844.4021 | 1030.9879 | 1030.9442 | 1030.9442 | 1025.1528 | 967.8392 | 967.8283 | 868.718 | 868.718 | 869.7342 | 869.7342 | 869.7342 | 869.7342 | 1061.9176 | 1061.8725 | 1061.8725 | 1055.9073 | 996.8744 | 996.8632 | 894.7795 | 894.7795 | 895.8262 | 895.8262 | 895.8262 | 895.8262 | 1093.7751 | 1093.7287 | 1093.7287 | 1087.5846 | 1026.7806 | 1026.769 | 921.6229 | 921.6229 | 922.701 | 922.701 | 922.701 | 922.701 | 1126.5883 | 1126.5406 | 1126.5406 | 1120.2121 | 1057.5841 | 1057.5721 | 949.2716 | 949.2716 | 950.382 | 950.382 | 950.382 | 950.382 | 1160.386 | 1160.3368 | 1160.3368 | 1153.8185 | 1089.3116 | 1089.2993 | 977.7497 | 977.7497 | 978.8935 | 978.8935 | 978.8935 | 978.8935 | 1195.1976 | 1195.1469 | 1195.1469 | 1188.433 | 1121.9909 | 1121.9783 | 1007.0822 | 1007.0822 | 1008.2603 | 1008.2603 | 1008.2603 | 1008.2603 | 1231.0535 | 1231.0013 | 1231.0013 | 1224.086 | 1155.6507 | 1155.6376 | 1037.2947 | 1037.2947 | 1038.5081 | 1038.5081 | 1038.5081 | 1038.5081 | 1267.9851 | 1267.9313 | 1267.9313 | 1260.8086 | 1190.3202 | 1190.3067 | 1068.4135 | 1068.4135 | 1069.6634 | 1069.6634 | 1069.6634 | 1069.6634 | 1306.0247 | 1305.9693 | 1305.9693 | 1298.6328 | 1226.0298 | 1226.0159 | 1100.4659 | 1100.4659 | 1101.7533 | 1101.7533 | 1101.7533 | 1101.7533 | 1345.2054 | 1345.1484 | 1345.1484 | 1337.5918 | 1262.8107 | 1262.7964 | 1133.4799 | 1133.4799 | 1134.8059 | 1134.8059 | 1134.8059 | 1134.8059 | 1385.5616 | 1385.5028 | 1385.5028 | 1377.7196 | 1300.695 | 1300.6803 | 1167.4843 | 1167.4843 | 1168.85 | 1168.85 | 1168.85 | 1168.85 | 1427.1284 | 1427.0679 | 1427.0679 | 1419.0512 | 1339.7158 | 1339.7007 | 1202.5088 | 1202.5088 | 1203.9155 | 1203.9155 | 1203.9155 | 1203.9155 | 1469.9423 | 1469.8799 | 1469.8799 | 1461.6227 | 1379.9073 | 1379.8917 | 1238.5841 | 1238.5841 | 1240.033 | 1240.033 | 1240.033 | 1240.033 | 1514.0405 | 1513.9763 | 1513.9763 | 1505.4714 | 1421.3045 | 1421.2885 | 1275.7416 | 1275.7416 | 1277.234 | 1277.234 | 1277.234 | 1277.234 | 1559.4617 | 1559.3956 | 1559.3956 | 1550.6355 | 1463.9437 | 1463.9271 | 1314.0139 | 1314.0139 | 1315.551 | 1315.551 | 1315.551 | 1315.551 | 1606.2456 | 1606.1775 | 1606.1775 | 1597.1546 | 1507.862 | 1507.845 | 1353.4343 | 1353.4343 | 1355.0175 | 1355.0175 | 1355.0175 | 1355.0175 | 1654.433 | 1654.3628 | 1654.3628 | 1645.0692 | 1553.0978 | 1553.0803 | 1394.0373 | 1394.0373 | 1395.6681 | 1395.6681
Tarifa comercialización | 0 | 0 | 0 | 0 | 0 | 0 | 0 | 0 | 0 | 0 | #REF! | #REF! | 137.38 | 136.72 | 145.76 | 147.0412 | 139.18 | 135.95 | 128.91 | 125.95 | 128.92 | 135.29 | 139 | 147.13 | 154.2 | 159.19 | 156.6 | 160.06 | 154.89 | 153.61 | 151.97 | 132.7 | 133.16 | 121.2 | 119.83 | 151.5439 | 158.826 | 163.9657 | 161.298 | 164.8618 | 159.5367 | 158.2183 | 156.5291 | 136.681 | 137.1548 | 124.836 | 123.4249 | 156.0902 | 163.5908 | 168.8847 | 166.1369 | 169.8077 | 164.3228 | 162.9648 | 161.225 | 140.7814 | 141.2694 | 128.5811 | 127.1276 | 160.7729 | 168.4985 | 173.9512 | 171.121 | 174.9019 | 169.2525 | 167.8538 | 166.0617 | 145.0049 | 145.5075 | 132.4385 | 130.9415 | 165.5961 | 173.5535 | 179.1697 | 176.2547 | 180.1489 | 174.3301 | 172.8894 | 171.0436 | 149.355 | 149.8728 | 136.4117 | 134.8697 | 170.564 | 178.7601 | 184.5448 | 181.5423 | 185.5534 | 179.56 | 178.0761 | 176.1749 | 153.8357 | 154.3689 | 140.504 | 138.9158 | 175.6809 | 184.1229 | 190.0812 | 186.9886 | 191.12 | 184.9468 | 183.4184 | 181.4601 | 158.4507 | 159 | 144.7191 | 143.0833 | 180.9513 | 189.6466 | 195.7836 | 192.5982 | 196.8536 | 190.4952 | 188.9209 | 186.9039 | 163.2043 | 163.77 | 149.0607 | 147.3758 | 186.3799 | 195.3359 | 201.6571 | 198.3762 | 202.7592 | 196.21 | 194.5886 | 192.511 | 168.1004 | 168.6831 | 153.5325 | 151.7971 | 191.9713 | 201.196 | 207.7068 | 204.3275 | 208.842 | 202.0963 | 200.4262 | 198.2864 | 173.1434 | 173.7436 | 158.1385 | 156.351 | 197.7304 | 207.2319 | 213.938 | 210.4573 | 215.1073 | 208.1592 | 206.439 | 204.235 | 178.3377 | 178.9559 | 162.8827 | 161.0415 | 203.6623 | 213.4489 | 220.3562 | 216.771 | 221.5605 | 214.404 | 212.6322 | 210.362 | 183.6878 | 184.3246 | 167.7691 | 165.8727 | 209.7722 | 219.8523 | 226.9669 | 223.2742 | 228.2073 | 220.8361 | 219.0111 | 216.6729 | 189.1985 | 189.8543 | 172.8022 | 170.8489 | 216.0654 | 226.4479 | 233.7759 | 229.9724 | 235.0535 | 227.4612 | 225.5815 | 223.1731 | 194.8744 | 195.5499 | 177.9863 | 175.9744 | 222.5473 | 233.2413 | 240.7892 | 236.8716 | 242.1051 | 234.285 | 232.3489 | 229.8683 | 200.7207 | 201.4164 | 183.3259 | 181.2536 | 229.2237 | 240.2386 | 248.0128 | 243.9777 | 249.3683 | 241.3136 | 239.3194 | 236.7643 | 206.7423 | 207.4589 | 188.8257 | 186.6912 | 236.1005 | 247.4457 | 255.4532 | 251.297 | 256.8493 | 248.553 | 246.499 | 243.8672 | 212.9445 | 213.6827 | 194.4904 | 192.292 | 243.1835 | 254.8691 | 263.1168 | 258.8359 | 264.5548 | 256.0096 | 253.8939 | 251.1833 | 219.3329 | 220.0932 | 200.3251 | 198.0607 | 250.479 | 262.5152 | 271.0103 | 266.601 | 272.4914 | 263.6899 | 261.5107 | 258.7188 | 225.9129 | 226.696 | 206.3349 | 204.0026 | 257.9933 | 270.3906 | 279.1406 | 274.599 | 280.6662 | 271.6006 | 269.3561 | 266.4803 | 232.6903 | 233.4969 | 212.5249 | 210.1226 | 265.7331
Tarifa paneles | [20 empty] | 0 | 0 | 0 | 0 | 98.9722 | 98.9722 | 98.9722 | 98.9722 | 98.9722 | 98.9722 | 98.9722 | 98.9722 | 98.9722 | 98.9722 | 98.9722 | 98.9722 | 103.9208 | 103.9208 | 103.9208 | 103.9208 | 103.9208 | 103.9208 | 103.9208 | 103.9208 | 103.9208 | 103.9208 | 103.9208 | 103.9208 | 109.1168 | 109.1168 | 109.1168 | 109.1168 | 109.1168 | 109.1168 | 109.1168 | 109.1168 | 109.1168 | 109.1168 | 109.1168 | 109.1168 | 112.3903 | 112.3903 | 112.3903 | 112.3903 | 112.3903 | 112.3903 | 112.3903 | 112.3903 | 112.3903 | 112.3903 | 112.3903 | 112.3903 | 118.0099 | 118.0099 | 118.0099 | 118.0099 | 118.0099 | 118.0099 | 118.0099 | 118.0099 | 118.0099 | 118.0099 | 118.0099 | 118.0099 | 121.5502 | 121.5502 | 121.5502 | 121.5502 | 121.5502 | 121.5502 | 121.5502 | 121.5502 | 121.5502 | 121.5502 | 121.5502 | 121.5502 | 127.6277 | 127.6277 | 127.6277 | 127.6277 | 127.6277 | 127.6277 | 127.6277 | 127.6277 | 127.6277 | 127.6277 | 127.6277 | 127.6277 | 134.009 | 134.009 | 134.009 | 134.009 | 134.009 | 134.009 | 134.009 | 134.009 | 134.009 | 134.009 | 134.009 | 134.009 | 140.7095 | 140.7095 | 140.7095 | 140.7095 | 140.7095 | 140.7095 | 140.7095 | 140.7095 | 140.7095 | 140.7095 | 140.7095 | 140.7095 | 147.745 | 147.745 | 147.745 | 147.745 | 147.745 | 147.745 | 147.745 | 147.745 | 147.745 | 147.745 | 147.745 | 147.745 | 155.1322 | 155.1322 | 155.1322 | 155.1322 | 155.1322 | 155.1322 | 155.1322 | 155.1322 | 155.1322 | 155.1322 | 155.1322 | 155.1322 | 162.8888 | 162.8888 | 162.8888 | 162.8888 | 162.8888 | 162.8888 | 162.8888 | 162.8888 | 162.8888 | 162.8888 | 162.8888 | 162.8888 | 171.0333 | 171.0333 | 171.0333 | 171.0333 | 171.0333 | 171.0333 | 171.0333 | 171.0333 | 171.0333 | 171.0333 | 171.0333 | 171.0333 | 179.5849 | 179.5849 | 179.5849 | 179.5849 | 179.5849 | 179.5849 | 179.5849 | 179.5849 | 179.5849 | 179.5849 | 179.5849 | 179.5849 | 188.5642 | 188.5642 | 188.5642 | 188.5642 | 188.5642 | 188.5642 | 188.5642 | 188.5642 | 188.5642 | 188.5642 | 188.5642 | 188.5642 | 197.9924 | 197.9924 | 197.9924 | 197.9924 | 197.9924 | 197.9924 | 197.9924 | 197.9924 | 197.9924 | 197.9924 | 197.9924 | 197.9924 | 207.892 | 207.892 | 207.892 | 207.892 | 207.892 | 207.892 | 207.892 | 207.892 | 207.892 | 207.892 | 207.892 | 207.892 | 218.2866 | 218.2866 | 218.2866 | 218.2866 | 218.2866 | 218.2866 | 218.2866 | 218.2866 | 218.2866 | 218.2866 | 218.2866 | 218.2866 | 229.201 | 229.201 | 229.201 | 229.201 | 229.201 | 229.201 | 229.201 | 229.201 | 229.201 | 229.201 | 229.201 | 229.201 | 240.661 | 240.661 | 240.661 | 240.661 | 240.661 | 240.661 | 240.661 | 240.661 | 240.661 | 240.661 | 240.661 | 240.661
Precio Bolsa | 421 | 607 | 376 | 277 | 657 | 574 | 617 | 719 | 1036 | 1178 | 777 | 708 | 563.2689 | 571.7843 | 621.8863 | 759.0861 | 297.1587 | 287.1249 | 291.6377 | 572.9533 | 872.3731 | 917.8468 | 918.487 | 759.5354 | 410.9707 | 502.7327 | 400 | 400 | 400 | 400 | 400 | 422.836 | 716.0687 | 750.528 | 543.4588 | 589.6038 | 431.5193 | 527.8694 | 402.7122 | 398.0044 | 400 | 400 | 400 | 443.9778 | 751.8722 | 788.0544 | 570.6318 | 619.0839 | 453.0953 | 554.2628 | 422.8479 | 417.9046 | 400 | 400 | 400 | 466.1767 | 789.4658 | 827.4571 | 599.1634 | 650.0381 | 475.75 | 581.976 | 443.9903 | 438.7998 | 400 | 400 | 400 | 489.4855 | 828.9391 | 868.83 | 629.1215 | 682.54 | 499.5375 | 611.0748 | 466.1898 | 460.7398 | 400 | 400 | 400 | 513.9598 | 870.386 | 912.2715 | 660.5776 | 716.667 | 524.5144 | 641.6285 | 489.4993 | 483.7768 | 416.7269 | 400 | 400 | 539.6578 | 913.9053 | 957.8851 | 693.6065 | 752.5004 | 550.7401 | 673.7099 | 513.9742 | 507.9656 | 437.5632 | 400 | 415.2808 | 566.6407 | 500 | 500 | 728.2868 | 790.1254 | 578.2771 | 707.3954 | 539.6729 | 533.3639 | 459.4414 | 404.5034 | 436.0449 | 594.9727 | 500 | 500 | 764.7012 | 829.6317 | 607.191 | 742.7652 | 566.6566 | 560.0321 | 482.4134 | 424.7286 | 457.8471 | 624.7214 | 500 | 500 | 802.9362 | 871.1133 | 637.5505 | 779.9035 | 594.9894 | 588.0337 | 506.5341 | 445.965 | 480.7395 | 655.9574 | 500 | 500 | 843.083 | 914.6689 | 669.428 | 818.8986 | 624.7389 | 617.4354 | 531.8608 | 468.2633 | 504.7764 | 688.7553 | 500 | 500 | 885.2372 | 500 | 702.8994 | 859.8436 | 655.9758 | 648.3072 | 558.4539 | 491.6764 | 530.0153 | 723.1931 | 500 | 500 | 500 | 500 | 500 | 500 | 500 | 500 | 500 | 500 | 500 | 500 | 500 | 500 | 500 | 500 | 500 | 500 | 500 | 500 | 500 | 500 | 500 | 500 | 500 | 500 | 500 | 500 | 500 | 500 | 500 | 500 | 500 | 500 | 500 | 500 | 500 | 500 | 500 | 500 | 500 | 500 | 500 | 500 | 500 | 500 | 500 | 500 | 500 | 500 | 500 | 500 | 500 | 500 | 500 | 500 | 500 | 500 | 500 | 500 | 500 | 500 | 500 | 500 | 500 | 500 | 500 | 500 | 500 | 500 | 500 | 500 | 500 | 500 | 500 | 500 | 500 | 500 | 500 | 500 | 500 | 500 | 500 | 500 | 500 | 500 | 500 | 500 | 500 | 500 | 500 | 500 | 500 | 500 | 500 | 500 | 500 | 500 | 500 | 500
| 2023 | 2024 | 2025 | 2026 | 2027 | 2028 | 2029 | 2030 | 2031 | 2032 | 2033 | 2034 | 2035 | 2036 | 2037 | 2038 | 2039 | 2040 | 2041 | 2042 | 2043 | 2044
Tarifa CU | 2023-01-01: #REF!; 2023-02-01: 909.9638; 2023-03-01: 881.0442; 2023-04-01: 881.2805; 2023-05-01: 907.7189; 2023-06-01: 934.9504; 2023-07-01: 962.999; 2023-08-01: 991.8889; 2023-09-01: 1021.6456; 2023-10-01: 1052.295; 2023-11-01: 1083.8638; 2023-12-01: 1116.3797; 2024-01-01: 1149.8711; 2024-02-01: 1184.3672; 2024-03-01: 1219.8983; 2024-04-01: 1256.4952; 2024-05-01: 1294.1901; 2024-06-01: 1333.0158; 2024-07-01: 1373.0062; 2024-08-01: 1414.1964; 2024-09-01: 1456.6223; 2024-10-01: 1500.321
Tarifa comercialización | 2023-01-01: #REF!; 2023-02-01: 137.2693; 2023-03-01: 145.7462; 2023-04-01: 150.1185; 2023-05-01: 154.6221; 2023-06-01: 159.2608; 2023-07-01: 164.0386; 2023-08-01: 168.9597; 2023-09-01: 174.0285; 2023-10-01: 179.2494; 2023-11-01: 184.6269; 2023-12-01: 190.1657; 2024-01-01: 195.8706; 2024-02-01: 201.7468; 2024-03-01: 207.7992; 2024-04-01: 214.0331; 2024-05-01: 220.4541; 2024-06-01: 227.0678; 2024-07-01: 233.8798; 2024-08-01: 240.8962; 2024-09-01: 248.1231; 2024-10-01: 255.5668
Tarifa paneles | 2023-02-01: 0; 2023-03-01: 98.9722; 2023-04-01: 103.9208; 2023-05-01: 109.1168; 2023-06-01: 112.3903; 2023-07-01: 118.0099; 2023-08-01: 121.5502; 2023-09-01: 127.6277; 2023-10-01: 134.009; 2023-11-01: 140.7095; 2023-12-01: 147.745; 2024-01-01: 155.1322; 2024-02-01: 162.8888; 2024-03-01: 171.0333; 2024-04-01: 179.5849; 2024-05-01: 188.5642; 2024-06-01: 197.9924; 2024-07-01: 207.892; 2024-08-01: 218.2866; 2024-09-01: 229.201; 2024-10-01: 240.661
Precio Bolsa | 2023-01-01: 662.25; 2023-02-01: 619.4285; 2023-03-01: 494.6832; 2023-04-01: 511.1438; 2023-05-01: 531.701; 2023-06-01: 553.286; 2023-07-01: 575.9503; 2023-08-01: 601.1417; 2023-09-01: 548.6906; 2023-10-01: 570.6671; 2023-11-01: 595.0337; 2023-12-01: 620.6188; 2024-01-01: 609.1162; 2024-02-01: 597.5304; 2024-03-01: 500; 2024-04-01: 500; 2024-05-01: 500; 2024-06-01: 500; 2024-07-01: 500; 2024-08-01: 500; 2024-09-01: 500; 2024-10-01: 500

## Capital propio
Contribución | 20%
PPA
 | time axis 2024-07-01 to 2044-12-01
Tarifa CU | 859.24 | 807.28 | 855.04 | 854.84 | 907.23 | 907.2 | 907.22 | 943.46 | 943.5 | 943.46 | 943.46 | 938.16 | 885.71 | 885.7 | 795 | 795 | 795.93 | 795.93 | 795.93 | 795.93 | 971.805 | 971.7638 | 971.7638 | 966.3048 | 912.2813 | 912.271 | 818.85 | 818.85 | 819.8079 | 819.8079 | 819.8079 | 819.8079 | 1000.9592 | 1000.9167 | 1000.9167 | 995.2939 | 939.6497 | 939.6391 | 843.4155 | 843.4155 | 844.4021 | 844.4021 | 844.4021 | 844.4021 | 1030.9879 | 1030.9442 | 1030.9442 | 1025.1528 | 967.8392 | 967.8283 | 868.718 | 868.718 | 869.7342 | 869.7342 | 869.7342 | 869.7342 | 1061.9176 | 1061.8725 | 1061.8725 | 1055.9073 | 996.8744 | 996.8632 | 894.7795 | 894.7795 | 895.8262 | 895.8262 | 895.8262 | 895.8262 | 1093.7751 | 1093.7287 | 1093.7287 | 1087.5846 | 1026.7806 | 1026.769 | 921.6229 | 921.6229 | 922.701 | 922.701 | 922.701 | 922.701 | 1126.5883 | 1126.5406 | 1126.5406 | 1120.2121 | 1057.5841 | 1057.5721 | 949.2716 | 949.2716 | 950.382 | 950.382 | 950.382 | 950.382 | 1160.386 | 1160.3368 | 1160.3368 | 1153.8185 | 1089.3116 | 1089.2993 | 977.7497 | 977.7497 | 978.8935 | 978.8935 | 978.8935 | 978.8935 | 1195.1976 | 1195.1469 | 1195.1469 | 1188.433 | 1121.9909 | 1121.9783 | 1007.0822 | 1007.0822 | 1008.2603 | 1008.2603 | 1008.2603 | 1008.2603 | 1231.0535 | 1231.0013 | 1231.0013 | 1224.086 | 1155.6507 | 1155.6376 | 1037.2947 | 1037.2947 | 1038.5081 | 1038.5081 | 1038.5081 | 1038.5081 | 1267.9851 | 1267.9313 | 1267.9313 | 1260.8086 | 1190.3202 | 1190.3067 | 1068.4135 | 1068.4135 | 1069.6634 | 1069.6634 | 1069.6634 | 1069.6634 | 1306.0247 | 1305.9693 | 1305.9693 | 1298.6328 | 1226.0298 | 1226.0159 | 1100.4659 | 1100.4659 | 1101.7533 | 1101.7533 | 1101.7533 | 1101.7533 | 1345.2054 | 1345.1484 | 1345.1484 | 1337.5918 | 1262.8107 | 1262.7964 | 1133.4799 | 1133.4799 | 1134.8059 | 1134.8059 | 1134.8059 | 1134.8059 | 1385.5616 | 1385.5028 | 1385.5028 | 1377.7196 | 1300.695 | 1300.6803 | 1167.4843 | 1167.4843 | 1168.85 | 1168.85 | 1168.85 | 1168.85 | 1427.1284 | 1427.0679 | 1427.0679 | 1419.0512 | 1339.7158 | 1339.7007 | 1202.5088 | 1202.5088 | 1203.9155 | 1203.9155 | 1203.9155 | 1203.9155 | 1469.9423 | 1469.8799 | 1469.8799 | 1461.6227 | 1379.9073 | 1379.8917 | 1238.5841 | 1238.5841 | 1240.033 | 1240.033 | 1240.033 | 1240.033 | 1514.0405 | 1513.9763 | 1513.9763 | 1505.4714 | 1421.3045 | 1421.2885 | 1275.7416 | 1275.7416 | 1277.234 | 1277.234 | 1277.234 | 1277.234 | 1559.4617 | 1559.3956 | 1559.3956 | 1550.6355 | 1463.9437 | 1463.9271 | 1314.0139 | 1314.0139 | 1315.551 | 1315.551 | 1315.551 | 1315.551 | 1606.2456 | 1606.1775 | 1606.1775 | 1597.1546 | 1507.862 | 1507.845 | 1353.4343 | 1353.4343 | 1355.0175 | 1355.0175 | 1355.0175 | 1355.0175 | 1654.433 | 1654.3628 | 1654.3628 | 1645.0692 | 1553.0978 | 1553.0803 | 1394.0373 | 1394.0373 | 1395.6681 | 1395.6681
Tarifa comercialización |  | 125.95 | 128.92 | 135.29 | 139 | 147.13 | 154.2 | 159.19 | 156.6 | 160.06 | 154.89 | 153.61 | 151.97 | 132.7 | 133.16 | 121.2 | 119.83 | 151.5439 | 158.826 | 163.9657 | 161.298 | 164.8618 | 159.5367 | 158.2183 | 156.5291 | 136.681 | 137.1548 | 124.836 | 123.4249 | 156.0902 | 163.5908 | 168.8847 | 166.1369 | 169.8077 | 164.3228 | 162.9648 | 161.225 | 140.7814 | 141.2694 | 128.5811 | 127.1276 | 160.7729 | 168.4985 | 173.9512 | 171.121 | 174.9019 | 169.2525 | 167.8538 | 166.0617 | 145.0049 | 145.5075 | 132.4385 | 130.9415 | 165.5961 | 173.5535 | 179.1697 | 176.2547 | 180.1489 | 174.3301 | 172.8894 | 171.0436 | 149.355 | 149.8728 | 136.4117 | 134.8697 | 170.564 | 178.7601 | 184.5448 | 181.5423 | 185.5534 | 179.56 | 178.0761 | 176.1749 | 153.8357 | 154.3689 | 140.504 | 138.9158 | 175.6809 | 184.1229 | 190.0812 | 186.9886 | 191.12 | 184.9468 | 183.4184 | 181.4601 | 158.4507 | 159 | 144.7191 | 143.0833 | 180.9513 | 189.6466 | 195.7836 | 192.5982 | 196.8536 | 190.4952 | 188.9209 | 186.9039 | 163.2043 | 163.77 | 149.0607 | 147.3758 | 186.3799 | 195.3359 | 201.6571 | 198.3762 | 202.7592 | 196.21 | 194.5886 | 192.511 | 168.1004 | 168.6831 | 153.5325 | 151.7971 | 191.9713 | 201.196 | 207.7068 | 204.3275 | 208.842 | 202.0963 | 200.4262 | 198.2864 | 173.1434 | 173.7436 | 158.1385 | 156.351 | 197.7304 | 207.2319 | 213.938 | 210.4573 | 215.1073 | 208.1592 | 206.439 | 204.235 | 178.3377 | 178.9559 | 162.8827 | 161.0415 | 203.6623 | 213.4489 | 220.3562 | 216.771 | 221.5605 | 214.404 | 212.6322 | 210.362 | 183.6878 | 184.3246 | 167.7691 | 165.8727 | 209.7722 | 219.8523 | 226.9669 | 223.2742 | 228.2073 | 220.8361 | 219.0111 | 216.6729 | 189.1985 | 189.8543 | 172.8022 | 170.8489 | 216.0654 | 226.4479 | 233.7759 | 229.9724 | 235.0535 | 227.4612 | 225.5815 | 223.1731 | 194.8744 | 195.5499 | 177.9863 | 175.9744 | 222.5473 | 233.2413 | 240.7892 | 236.8716 | 242.1051 | 234.285 | 232.3489 | 229.8683 | 200.7207 | 201.4164 | 183.3259 | 181.2536 | 229.2237 | 240.2386 | 248.0128 | 243.9777 | 249.3683 | 241.3136 | 239.3194 | 236.7643 | 206.7423 | 207.4589 | 188.8257 | 186.6912 | 236.1005 | 247.4457 | 255.4532 | 251.297 | 256.8493 | 248.553 | 246.499 | 243.8672 | 212.9445 | 213.6827 | 194.4904 | 192.292 | 243.1835 | 254.8691 | 263.1168 | 258.8359 | 264.5548 | 256.0096 | 253.8939 | 251.1833 | 219.3329 | 220.0932 | 200.3251 | 198.0607 | 250.479 | 262.5152 | 271.0103 | 266.601 | 272.4914 | 263.6899 | 261.5107 | 258.7188 | 225.9129 | 226.696 | 206.3349 | 204.0026 | 257.9933 | 270.3906 | 279.1406 | 274.599 | 280.6662 | 271.6006 | 269.3561 | 266.4803 | 232.6903 | 233.4969 | 212.5249 | 210.1226 | 265.7331
Tarifa Paneles |  | 0 | 0 | 0 | 0 | 0 | 0 | 117.7644 | 117.7644 | 117.7644 | 117.7644 | 117.7644 | 117.7644 | 117.7644 | 117.7644 | 117.7644 | 117.7644 | 117.7644 | 121.2973 | 121.2973 | 121.2973 | 121.2973 | 121.2973 | 121.2973 | 121.2973 | 121.2973 | 121.2973 | 121.2973 | 121.2973 | 121.2973 | 124.9362 | 124.9362 | 124.9362 | 124.9362 | 124.9362 | 124.9362 | 124.9362 | 124.9362 | 124.9362 | 124.9362 | 124.9362 | 124.9362 | 128.6843 | 128.6843 | 128.6843 | 128.6843 | 128.6843 | 128.6843 | 128.6843 | 128.6843 | 128.6843 | 128.6843 | 128.6843 | 128.6843 | 132.5448 | 132.5448 | 132.5448 | 132.5448 | 132.5448 | 132.5448 | 132.5448 | 132.5448 | 132.5448 | 132.5448 | 132.5448 | 132.5448 | 136.5212 | 136.5212 | 136.5212 | 136.5212 | 136.5212 | 136.5212 | 136.5212 | 136.5212 | 136.5212 | 136.5212 | 136.5212 | 136.5212 | 140.6168 | 140.6168 | 140.6168 | 140.6168 | 140.6168 | 140.6168 | 140.6168 | 140.6168 | 140.6168 | 140.6168 | 140.6168 | 140.6168 | 144.8353 | 144.8353 | 144.8353 | 144.8353 | 144.8353 | 144.8353 | 144.8353 | 144.8353 | 144.8353 | 144.8353 | 144.8353 | 144.8353 | 149.1804 | 149.1804 | 149.1804 | 149.1804 | 149.1804 | 149.1804 | 149.1804 | 149.1804 | 149.1804 | 149.1804 | 149.1804 | 149.1804 | 153.6558 | 153.6558 | 153.6558 | 153.6558 | 153.6558 | 153.6558 | 153.6558 | 153.6558 | 153.6558 | 153.6558 | 153.6558 | 153.6558 | 158.2655 | 158.2655 | 158.2655 | 158.2655 | 158.2655 | 158.2655 | 158.2655 | 158.2655 | 158.2655 | 158.2655 | 158.2655 | 158.2655 | 163.0134 | 163.0134 | 163.0134 | 163.0134 | 163.0134 | 163.0134 | 163.0134 | 163.0134 | 163.0134 | 163.0134 | 163.0134 | 163.0134 | 167.9038 | 167.9038 | 167.9038 | 167.9038 | 167.9038 | 167.9038 | 167.9038 | 167.9038 | 167.9038 | 167.9038 | 167.9038 | 167.9038 | 172.941 | 172.941 | 172.941 | 172.941 | 172.941 | 172.941 | 172.941 | 172.941 | 172.941 | 172.941 | 172.941 | 172.941 | 178.1292 | 178.1292 | 178.1292 | 178.1292 | 178.1292 | 178.1292 | 178.1292 | 178.1292 | 178.1292 | 178.1292 | 178.1292 | 178.1292 | 183.4731 | 183.4731 | 183.4731 | 183.4731 | 183.4731 | 183.4731 | 183.4731 | 183.4731 | 183.4731 | 183.4731 | 183.4731 | 183.4731 | 188.9773 | 188.9773 | 188.9773 | 188.9773 | 188.9773 | 188.9773 | 188.9773 | 188.9773 | 188.9773 | 188.9773 | 188.9773 | 188.9773 | 194.6466 | 194.6466 | 194.6466 | 194.6466 | 194.6466 | 194.6466 | 194.6466 | 194.6466 | 194.6466 | 194.6466 | 194.6466 | 194.6466 | 200.486 | 200.486 | 200.486 | 200.486 | 200.486 | 200.486 | 200.486 | 200.486 | 200.486 | 200.486 | 200.486 | 200.486 | 206.5005 | 206.5005 | 206.5005 | 206.5005 | 206.5005 | 206.5005 | 206.5005 | 206.5005 | 206.5005 | 206.5005 | 206.5005 | 206.5005
Precio Bolsa |  | 572.9533 | 872.3731 | 917.8468 | 918.487 | 759.5354 | 410.9707 | 502.7327 | 400 | 400 | 400 | 400 | 400 | 422.836 | 716.0687 | 750.528 | 543.4588 | 589.6038 | 431.5193 | 527.8694 | 402.7122 | 398.0044 | 400 | 400 | 400 | 443.9778 | 751.8722 | 788.0544 | 570.6318 | 619.0839 | 453.0953 | 554.2628 | 422.8479 | 417.9046 | 400 | 400 | 400 | 466.1767 | 789.4658 | 827.4571 | 599.1634 | 650.0381 | 475.75 | 581.976 | 443.9903 | 438.7998 | 400 | 400 | 400 | 489.4855 | 828.9391 | 868.83 | 629.1215 | 682.54 | 499.5375 | 611.0748 | 466.1898 | 460.7398 | 400 | 400 | 400 | 513.9598 | 870.386 | 912.2715 | 660.5776 | 716.667 | 524.5144 | 641.6285 | 489.4993 | 483.7768 | 416.7269 | 400 | 400 | 539.6578 | 913.9053 | 957.8851 | 693.6065 | 752.5004 | 550.7401 | 673.7099 | 513.9742 | 507.9656 | 437.5632 | 400 | 415.2808 | 566.6407 | 500 | 500 | 728.2868 | 790.1254 | 578.2771 | 707.3954 | 539.6729 | 533.3639 | 459.4414 | 404.5034 | 436.0449 | 594.9727 | 500 | 500 | 764.7012 | 829.6317 | 607.191 | 742.7652 | 566.6566 | 560.0321 | 482.4134 | 424.7286 | 457.8471 | 624.7214 | 500 | 500 | 802.9362 | 871.1133 | 637.5505 | 779.9035 | 594.9894 | 588.0337 | 506.5341 | 445.965 | 480.7395 | 655.9574 | 500 | 500 | 843.083 | 914.6689 | 669.428 | 818.8986 | 624.7389 | 617.4354 | 531.8608 | 468.2633 | 504.7764 | 688.7553 | 500 | 500 | 885.2372 | 500 | 702.8994 | 859.8436 | 655.9758 | 648.3072 | 558.4539 | 491.6764 | 530.0153 | 723.1931 | 500 | 500 | 500 | 500 | 500 | 500 | 500 | 500 | 500 | 500 | 500 | 500 | 500 | 500 | 500 | 500 | 500 | 500 | 500 | 500 | 500 | 500 | 500 | 500 | 500 | 500 | 500 | 500 | 500 | 500 | 500 | 500 | 500 | 500 | 500 | 500 | 500 | 500 | 500 | 500 | 500 | 500 | 500 | 500 | 500 | 500 | 500 | 500 | 500 | 500 | 500 | 500 | 500 | 500 | 500 | 500 | 500 | 500 | 500 | 500 | 500 | 500 | 500 | 500 | 500 | 500 | 500 | 500 | 500 | 500 | 500 | 500 | 500 | 500 | 500 | 500 | 500 | 500 | 500 | 500 | 500 | 500 | 500 | 500 | 500 | 500 | 500 | 500 | 500 | 500 | 500 | 500 | 500 | 500 | 500 | 500 | 500 | 500 | 500 | 500
Potencia Sistema | 2024-07-01: 15950; 2024-08-01: Wp
| 2024 | 2024 | 2024 | 2024 | 2024 | 2024 | 2025 | 2025 | 2025 | 2025 | 2025 | 2025 | 2025 | 2025 | 2025 | 2025 | 2025 | 2025 | 2026 | 2026 | 2026 | 2026 | 2026 | 2026 | 2026 | 2026 | 2026 | 2026 | 2026 | 2026 | 2027 | 2027 | 2027 | 2027 | 2027 | 2027 | 2027 | 2027 | 2027 | 2027 | 2027 | 2027 | 2028 | 2028 | 2028 | 2028 | 2028 | 2028 | 2028 | 2028 | 2028 | 2028 | 2028 | 2028 | 2029 | 2029 | 2029 | 2029 | 2029 | 2029 | 2029 | 2029 | 2029 | 2029 | 2029 | 2029 | 2030 | 2030 | 2030 | 2030 | 2030 | 2030 | 2030 | 2030 | 2030 | 2030 | 2030 | 2030 | 2031 | 2031 | 2031 | 2031 | 2031 | 2031 | 2031 | 2031 | 2031 | 2031 | 2031 | 2031 | 2032 | 2032 | 2032 | 2032 | 2032 | 2032 | 2032 | 2032 | 2032 | 2032 | 2032 | 2032 | 2033 | 2033 | 2033 | 2033 | 2033 | 2033 | 2033 | 2033 | 2033 | 2033 | 2033 | 2033 | 2034 | 2034 | 2034 | 2034 | 2034 | 2034 | 2034 | 2034 | 2034 | 2034 | 2034 | 2034 | 2035 | 2035 | 2035 | 2035 | 2035 | 2035 | 2035 | 2035 | 2035 | 2035 | 2035 | 2035 | 2036 | 2036 | 2036 | 2036 | 2036 | 2036 | 2036 | 2036 | 2036 | 2036 | 2036 | 2036 | 2037 | 2037 | 2037 | 2037 | 2037 | 2037 | 2037 | 2037 | 2037 | 2037 | 2037 | 2037 | 2038 | 2038 | 2038 | 2038 | 2038 | 2038 | 2038 | 2038 | 2038 | 2038 | 2038 | 2038 | 2039 | 2039 | 2039 | 2039 | 2039 | 2039 | 2039 | 2039 | 2039 | 2039 | 2039 | 2039 | 2040 | 2040 | 2040 | 2040 | 2040 | 2040 | 2040 | 2040 | 2040 | 2040 | 2040 | 2040 | 2041 | 2041 | 2041 | 2041 | 2041 | 2041 | 2041 | 2041 | 2041 | 2041 | 2041 | 2041 | 2042 | 2042 | 2042 | 2042 | 2042 | 2042 | 2042 | 2042 | 2042 | 2042 | 2042 | 2042 | 2043 | 2043 | 2043 | 2043 | 2043 | 2043 | 2043 | 2043 | 2043 | 2043 | 2043 | 2043 | 2044 | 2044 | 2044 | 2044 | 2044 | 2044 | 2044 | 2044 | 2044 | 2044 | 2044 | 2044
Producción | time axis 2024-07-01 to 2044-12-01
Energia Producida | [7 empty] | 1982.636 | 2360.8296 | 2144.5576 | 2079.2997 | 2090.0679 | 2224.0865 | 2191.452 | 2050.8449 | 1848.9863 | 1767.066 | 1867.9423 | 2146.1897 | 1978.5898 | 2356.0116 | 2140.1809 | 2075.0562 | 2085.8025 | 2219.5476 | 2189.2113 | 2048.7479 | 1847.0957 | 1765.2592 | 1866.0323 | 2143.9952 | 1976.5667 | 2353.6026 | 2137.9926 | 2072.9345 | 2083.6697 | 2217.2781 | 2186.9705 | 2046.6509 | 1845.2051 | 1763.4524 | 1864.1224 | 2141.8008 | 2045.0631 | 2351.1936 | 2135.8043 | 2070.8128 | 2081.537 | 2215.0086 | 2184.7298 | 2044.5539 | 1843.3145 | 1761.6456 | 1862.2124 | 2139.6063 | 1972.5205 | 2348.7846 | 2133.6159 | 2068.691 | 2079.4043 | 2212.7392 | 2173.5261 | 2034.069 | 1833.8616 | 1752.6115 | 1852.6626 | 2128.634 | 1962.4051 | 2336.7395 | 2122.6743 | 2058.0824 | 2068.7407 | 2201.3918 | 2162.3223 | 2023.5842 | 1824.4088 | 1743.5774 | 1843.1128 | 2117.6616 | 1952.2896 | 2324.6945 | 2111.7327 | 2047.4737 | 2058.0771 | 2190.0444 | 2151.1186 | 2013.0993 | 1814.9559 | 1734.5434 | 1833.563 | 2106.6893 | 2011.5374 | 2312.6495 | 2100.7911 | 2036.865 | 2047.4135 | 2178.697 | 2139.9148 | 2002.6144 | 1805.503 | 1725.5093 | 1824.0132 | 2095.7169 | 1932.0586 | 2300.6044 | 2089.8495 | 2026.2563 | 2036.7498 | 2167.3496 | 2128.7111 | 1992.1295 | 1796.0501 | 1716.4752 | 1814.4634 | 2084.7446 | 1921.9431 | 2288.5594 | 2078.9078 | 2015.6477 | 2026.0862 | 2156.0023 | 2106.3036 | 2036.865 | 1777.1443 | 1755.0206 | 1795.3638 | 2062.7999 | 1901.7121 | 2264.4693 | 2057.0246 | 1994.4303 | 2004.759 | 2133.3075 | 2083.8961 | 2015.1962 | 1758.2385 | 1736.3502 | 1776.2642 | 2040.8552 | 1948.6769 | 2240.3792 | 2035.1414 | 1973.213 | 1983.4318 | 2110.6127 | 2061.4886 | 1993.5275 | 1739.3327 | 1717.6797 | 1757.1645 | 2018.9106 | 1861.2502 | 2216.2891 | 2013.2581 | 1951.9956 | 1962.1046 | 2087.918 | 2039.0811 | 1971.8587 | 1720.4269 | 1699.0093 | 1738.0649 | 1996.9659 | 1841.0192 | 2192.199 | 1991.3749 | 1930.7783 | 1940.7773 | 2065.2232 | 2016.6737 | 1950.1899 | 1701.5211 | 1680.3389 | 1718.9653 | 1975.0212 | 1820.7882 | 2168.1089 | 1969.4916 | 1909.561 | 1919.4501 | 2042.5284 | 1994.2662 | 1928.5211 | 1682.6153 | 1661.6684 | 1699.8657 | 1953.0765 | 1864.8628 | 2144.0188 | 1947.6084 | 1888.3436 | 1898.1229 | 2019.8337 | 1971.8587 | 1906.8524 | 1663.7095 | 1642.998 | 1680.7661 | 1931.1318 | 1780.3262 | 2119.9287 | 1925.7252 | 1867.1263 | 1876.7957 | 1997.1389 | 1949.4512 | 1885.1836 | 1644.8037 | 1624.3276 | 1661.6665 | 1909.1872 | 1760.0953 | 2095.8386 | 1903.8419 | 1845.9089 | 1855.4684 | 1974.4442 | 1927.0437 | 1863.5148 | 1625.898 | 1605.6572 | 1642.5669 | 1887.2425 | 1739.8643 | 2071.7485 | 1881.9587 | 1824.6916 | 1834.1412 | 1951.7494 | 1904.6362 | 1841.846 | 1606.9922 | 1586.9867 | 1623.4672 | 1865.2978 | 1781.0488 | 2047.6584 | 1860.0754 | 1803.4742 | 1812.814 | 1929.0546 | 1887.082 | 1829.1144 | 1599.5867 | 1583.3301 | 1623.4672
| 2024 | 2024 | 2024 | 2024 | 2024 | 2024 | 2025 | 2025 | 2025 | 2025 | 2025 | 2025 | 2025 | 2025 | 2025 | 2025 | 2025 | 2025 | 2026 | 2026 | 2026 | 2026 | 2026 | 2026 | 2026 | 2026 | 2026 | 2026 | 2026 | 2026 | 2027 | 2027 | 2027 | 2027 | 2027 | 2027 | 2027 | 2027 | 2027 | 2027 | 2027 | 2027 | 2028 | 2028 | 2028 | 2028 | 2028 | 2028 | 2028 | 2028 | 2028 | 2028 | 2028 | 2028 | 2029 | 2029 | 2029 | 2029 | 2029 | 2029 | 2029 | 2029 | 2029 | 2029 | 2029 | 2029 | 2030 | 2030 | 2030 | 2030 | 2030 | 2030 | 2030 | 2030 | 2030 | 2030 | 2030 | 2030 | 2031 | 2031 | 2031 | 2031 | 2031 | 2031 | 2031 | 2031 | 2031 | 2031 | 2031 | 2031 | 2032 | 2032 | 2032 | 2032 | 2032 | 2032 | 2032 | 2032 | 2032 | 2032 | 2032 | 2032 | 2033 | 2033 | 2033 | 2033 | 2033 | 2033 | 2033 | 2033 | 2033 | 2033 | 2033 | 2033 | 2034 | 2034 | 2034 | 2034 | 2034 | 2034 | 2034 | 2034 | 2034 | 2034 | 2034 | 2034 | 2035 | 2035 | 2035 | 2035 | 2035 | 2035 | 2035 | 2035 | 2035 | 2035 | 2035 | 2035 | 2036 | 2036 | 2036 | 2036 | 2036 | 2036 | 2036 | 2036 | 2036 | 2036 | 2036 | 2036 | 2037 | 2037 | 2037 | 2037 | 2037 | 2037 | 2037 | 2037 | 2037 | 2037 | 2037 | 2037 | 2038 | 2038 | 2038 | 2038 | 2038 | 2038 | 2038 | 2038 | 2038 | 2038 | 2038 | 2038 | 2039 | 2039 | 2039 | 2039 | 2039 | 2039 | 2039 | 2039 | 2039 | 2039 | 2039 | 2039 | 2040 | 2040 | 2040 | 2040 | 2040 | 2040 | 2040 | 2040 | 2040 | 2040 | 2040 | 2040 | 2041 | 2041 | 2041 | 2041 | 2041 | 2041 | 2041 | 2041 | 2041 | 2041 | 2041 | 2041 | 2042 | 2042 | 2042 | 2042 | 2042 | 2042 | 2042 | 2042 | 2042 | 2042 | 2042 | 2042 | 2043 | 2043 | 2043 | 2043 | 2043 | 2043 | 2043 | 2043 | 2043 | 2043 | 2043 | 2043 | 2044 | 2044 | 2044 | 2044 | 2044 | 2044 | 2044 | 2044 | 2044 | 2044 | 2044 | 2044
 | time axis 2024-07-01 to 2044-12-01
Consumo Real |  | 1361 | 1712 | 1565 | 2143 | 2131 | 2409 | 2063 | 1931 | 1439 | 1428 | 1562 | 1231 | 1361 | 1712 | 1565 | 2143 | 2131 | 2409 | 2063 | 1931 | 1439 | 1428 | 1562 | 1231 | 1361 | 1712 | 1565 | 2143 | 2131 | 2409 | 2063 | 1931 | 1439 | 1428 | 1562 | 1231 | 1361 | 1712 | 1565 | 2143 | 2131 | 2409 | 2063 | 1931 | 1439 | 1428 | 1562 | 1231 | 1361 | 1712 | 1565 | 2143 | 2131 | 2409 | 2063 | 1931 | 1439 | 1428 | 1562 | 1231 | 1361 | 1712 | 1565 | 2143 | 2131 | 2409 | 2063 | 1931 | 1439 | 1428 | 1562 | 1231 | 1361 | 1712 | 1565 | 2143 | 2131 | 2409 | 2063 | 1931 | 1439 | 1428 | 1562 | 1231 | 1361 | 1712 | 1565 | 2143 | 2131 | 2409 | 2063 | 1931 | 1439 | 1428 | 1562 | 1231 | 1361 | 1712 | 1565 | 2143 | 2131 | 2409 | 2063 | 1931 | 1439 | 1428 | 1562 | 1231 | 1361 | 1712 | 1565 | 2143 | 2131 | 2409 | 2063 | 1931 | 1439 | 1428 | 1562 | 1231 | 1361 | 1712 | 1565 | 2143 | 2131 | 2409 | 2063 | 1931 | 1439 | 1428 | 1562 | 1231 | 1361 | 1712 | 1565 | 2143 | 2131 | 2409 | 2063 | 1931 | 1439 | 1428 | 1562 | 1231 | 1361 | 1712 | 1565 | 2143 | 2131 | 2409 | 2063 | 1931 | 1439 | 1428 | 1562 | 1231 | 1361 | 1712 | 1565 | 2143 | 2131 | 2409 | 2063 | 1931 | 1439 | 1428 | 1562 | 1231 | 1361 | 1712 | 1565 | 2143 | 2131 | 2409 | 2063 | 1931 | 1439 | 1428 | 1562 | 1231 | 1361 | 1712 | 1565 | 2143 | 2131 | 2409 | 2063 | 1931 | 1439 | 1428 | 1562 | 1231 | 1361 | 1712 | 1565 | 2143 | 2131 | 2409 | 2063 | 1931 | 1439 | 1428 | 1562 | 1231 | 1361 | 1712 | 1565 | 2143 | 2131 | 2409 | 2063 | 1931 | 1439 | 1428 | 1562 | 1231 | 1361 | 1712 | 1565 | 2143 | 2131 | 2409 | 2063 | 1931 | 1439 | 1428 | 1562 | 1231 | 1361 | 1712 | 1565 | 2143 | 2131 | 2409 | 2063 | 1931 | 1439 | 1428 | 1562 | 1231 | 1361 | 1712 | 1565 | 2143 | 2131
Costo Actual Energía | [28 empty] | 1756848.3297 | 1747010.6349 | 1974917.2311 | 1691263.6977 | 1932852.1187 | 1440319.1514 | 1429309.0676 | 1554649.1405 | 1156708.8287 | 1278848.8559 | 1443927.336 | 1319945.2575 | 1809553.7796 | 1799420.9539 | 2034164.748 | 1742001.6086 | 1990837.6822 | 1483528.726 | 1472188.3396 | 1601288.6147 | 1191410.0936 | 1317214.3216 | 1487245.1561 | 1359543.6152 | 1863840.393 | 1853403.5826 | 2095189.6905 | 1794261.6569 | 2050562.8127 | 1528034.5878 | 1516353.9898 | 1649327.2732 | 1227152.3964 | 1356730.7513 | 1531862.5108 | 1400329.9237 | 1919755.6048 | 1909005.69 | 2158045.3812 | 1848089.5066 | 2112079.6971 | 1573875.6254 | 1561844.6095 | 1698807.0914 | 1263966.9683 | 1397432.6738 | 1577818.3861 | 1442339.8214 | 1977348.2729 | 1966275.8607 | 2222786.7426 | 1903532.1918 | 2175442.088 | 1621091.8942 | 1608699.9478 | 1749771.3041 | 1301885.9773 | 1439355.654 | 1625152.9377 | 1485610.016 | 2036668.7211 | 2025264.1366 | 2289470.3449 | 1960638.1575 | 2240705.3506 | 1669724.651 | 1656960.9462 | 1802264.4432 | 1340942.5566 | 1482536.3236 | 1673907.5258 | 1530178.3165 | 2097768.7827 | 2086022.0607 | 2358154.4552 | 2019457.3023 | 2307926.5111 | 1719816.3905 | 1706669.7746 | 1856332.3765 | 1381170.8333 | 1527012.4133 | 1724124.7516 | 1576083.666 | 2160701.8462 | 2148602.7225 | 2428899.0889 | 2080041.0213 | 2377164.3065 | 1771410.8822 | 1757869.8678 | 1912022.3478 | 1422605.9583 | 1572822.7857 | 1775848.4941 | 1623366.176 | 2225522.9016 | 2213060.8042 | 2501766.0616 | 2142442.252 | 2448479.2357 | 1824553.2087 | 1810605.9639 | 1969383.0183 | 1465284.1371 | 1620007.4693 | 1829123.9489 | 1672067.1613 | 2292288.5886 | 2279452.6283 | 2576819.0434 | 2206715.5195 | 2521933.6127 | 1879289.805 | 1864924.1428 | 2028464.5088 | 1509242.6612 | 1668607.6934 | 1883997.6674 | 1722229.1761 | 2361057.2463 | 2347836.2071 | 2654123.6147 | 2272916.9851 | 2597591.6211 | 1935668.4991 | 1920871.8671 | 2089318.4441 | 1554519.941 | 1718665.9242 | 1940517.5974 | 1773896.0514 | 2431888.9637 | 2418271.2933 | 2733747.3232 | 2341104.4947 | 2675519.3697 | 1993738.5541 | 1978498.0231 | 2151997.9974 | 1601155.5393 | 1770225.9019 | 1998733.1254 | 1827112.9329 | 2504845.6326 | 2490819.4321 | 2815759.7429 | 2411337.6295 | 2755784.9508 | 2053550.7107 | 2037852.9638 | 2216557.9373 | 1649190.2054 | 1823332.679 | 2058695.1191 | 1881926.3209 | 2579991.0016 | 2565544.0151 | 2900232.5351 | 2483677.7584 | 2838458.4994 | 2115157.232 | 2098988.5527 | 2283054.6755 | 1698665.9116 | 1878032.6593 | 2120455.9727 | 1938384.1105 | 2657390.7316 | 2642510.3356 | 2987239.5112 | 2558188.0912 | 2923612.2543 | 2178611.949 | 2161958.2093 | 2351546.3157 | 1749625.889 | 1934373.6391 | 2184069.6519 | 1996535.6339 | 2737112.4536 | 2721785.6456 | 3076856.6965 | 2634933.7339 | 3011320.622 | 2243970.3075 | 2226816.9556 | 2422092.7052 | 1802114.6656 | 1992404.8483 | 2249591.7414 | 2056431.7029 | 2819225.8272 | 2803439.215 | 3169162.3974 | 2713981.7459 | 3101660.2406 | 2311289.4167 | 2293621.4642 | 2494755.4863 | 1856178.1056 | 2052176.9937 | 2317079.4937 | 2118124.654 | 2903802.602 | 2887542.3914 | 3264237.2694 | 2795401.1983 | 3194710.0478 | 2380628.0992 | 2362430.1082 | 2569598.1509 | 1911863.4488 | 2113742.3036 | 2386591.8785 | 2181668.3936 | 2990916.6801 | 2974168.6632
Costo Actual Contribución | [28 empty] | 351369.6659 | 349402.127 | 394983.4462 | 338252.7395 | 386570.4237 | 288063.8303 | 285861.8135 | 310929.8281 | 231341.7657 | 255769.7712 | 288785.4672 | 263989.0515 | 361910.7559 | 359884.1908 | 406832.9496 | 348400.3217 | 398167.5364 | 296705.7452 | 294437.6679 | 320257.7229 | 238282.0187 | 263442.8643 | 297449.0312 | 271908.723 | 372768.0786 | 370680.7165 | 419037.9381 | 358852.3314 | 410112.5625 | 305606.9176 | 303270.798 | 329865.4546 | 245430.4793 | 271346.1503 | 306372.5022 | 280065.9847 | 383951.121 | 381801.138 | 431609.0762 | 369617.9013 | 422415.9394 | 314775.1251 | 312368.9219 | 339761.4183 | 252793.3937 | 279486.5348 | 315563.6772 | 288467.9643 | 395469.6546 | 393255.1721 | 444557.3485 | 380706.4384 | 435088.4176 | 324218.3788 | 321739.9896 | 349954.2608 | 260377.1955 | 287871.1308 | 325030.5875 | 297122.0032 | 407333.7442 | 405052.8273 | 457894.069 | 392127.6315 | 448141.0701 | 333944.9302 | 331392.1892 | 360452.8886 | 268188.5113 | 296507.2647 | 334781.5052 | 306035.6633 | 419553.7565 | 417204.4121 | 471630.891 | 403891.4605 | 461585.3022 | 343963.2781 | 341333.9549 | 371266.4753 | 276234.1667 | 305402.4827 | 344824.9503 | 315216.7332 | 432140.3692 | 429720.5445 | 485779.8178 | 416008.2043 | 475432.8613 | 354282.1764 | 351573.9736 | 382404.4696 | 284521.1917 | 314564.5571 | 355169.6988 | 324673.2352 | 445104.5803 | 442612.1608 | 500353.2123 | 428488.4504 | 489695.8471 | 364910.6417 | 362121.1928 | 393876.6037 | 293056.8274 | 324001.4939 | 365824.7898 | 334413.4323 | 458457.7177 | 455890.5257 | 515363.8087 | 441343.1039 | 504386.7225 | 375857.961 | 372984.8286 | 405692.9018 | 301848.5322 | 333721.5387 | 376799.5335 | 344445.8352 | 472211.4493 | 469567.2414 | 530824.7229 | 454583.397 | 519518.3242 | 387133.6998 | 384174.3734 | 417863.6888 | 310903.9882 | 343733.1848 | 388103.5195 | 354779.2103 | 486377.7927 | 483654.2587 | 546749.4646 | 468220.8989 | 535103.8739 | 398747.7108 | 395699.6046 | 430399.5995 | 320231.1079 | 354045.1804 | 399746.6251 | 365422.5866 | 500969.1265 | 498163.8864 | 563151.9486 | 482267.5259 | 551156.9902 | 410710.1421 | 407570.5928 | 443311.5875 | 329838.0411 | 364666.5358 | 411739.0238 | 376385.2642 | 515998.2003 | 513108.803 | 580046.507 | 496735.5517 | 567691.6999 | 423031.4464 | 419797.7105 | 456610.9351 | 339733.1823 | 375606.5319 | 424091.1945 | 387676.8221 | 531478.1463 | 528502.0671 | 597447.9022 | 511637.6182 | 584722.4509 | 435722.3898 | 432391.6419 | 470309.2631 | 349925.1778 | 386874.7278 | 436813.9304 | 399307.1268 | 547422.4907 | 544357.1291 | 615371.3393 | 526986.7468 | 602264.1244 | 448794.0615 | 445363.3911 | 484418.541 | 360422.9331 | 398480.9697 | 449918.3483 | 411286.3406 | 563845.1654 | 560687.843 | 633832.4795 | 542796.3492 | 620332.0481 | 462257.8833 | 458724.2928 | 498951.0973 | 371235.6211 | 410435.3987 | 463415.8987 | 423624.9308 | 580760.5204 | 577508.4783 | 652847.4539 | 559080.2397 | 638942.0096 | 476125.6198 | 472486.0216 | 513919.6302 | 382372.6898 | 422748.4607 | 477318.3757 | 436333.6787 | 598183.336 | 594833.7326
Costo Actual Total | [28 empty] | 2108217.9956 | 2096412.7619 | 2369900.6773 | 2029516.4372 | 2319422.5424 | 1728382.9817 | 1715170.8811 | 1865578.9686 | 1388050.5945 | 1534618.6271 | 1732712.8032 | 1583934.309 | 2171464.5355 | 2159305.1447 | 2440997.6976 | 2090401.9304 | 2389005.2187 | 1780234.4712 | 1766626.0075 | 1921546.3377 | 1429692.1123 | 1580657.1859 | 1784694.1873 | 1631452.3383 | 2236608.4716 | 2224084.2991 | 2514227.6286 | 2153113.9883 | 2460675.3752 | 1833641.5053 | 1819624.7878 | 1979192.7278 | 1472582.8757 | 1628076.9015 | 1838235.0129 | 1680395.9084 | 2303706.7257 | 2290806.8281 | 2589654.4574 | 2217707.4079 | 2534495.6365 | 1888650.7505 | 1874213.5314 | 2038568.5097 | 1516760.3619 | 1676919.2086 | 1893382.0633 | 1730807.7857 | 2372817.9275 | 2359531.0329 | 2667344.0911 | 2284238.6302 | 2610530.5056 | 1945310.273 | 1930439.9373 | 2099725.5649 | 1562263.1728 | 1727226.7848 | 1950183.5252 | 1782732.0192 | 2444002.4653 | 2430316.9639 | 2747364.4139 | 2352765.7891 | 2688846.4207 | 2003669.5812 | 1988353.1355 | 2162717.3319 | 1609131.068 | 1779043.5884 | 2008689.031 | 1836213.9798 | 2517322.5393 | 2503226.4728 | 2829785.3463 | 2423348.7627 | 2769511.8133 | 2063779.6686 | 2048003.7295 | 2227598.8519 | 1657405 | 1832414.896 | 2068949.7019 | 1891300.3992 | 2592842.2155 | 2578323.267 | 2914678.9067 | 2496049.2256 | 2852597.1678 | 2125693.0587 | 2109443.8414 | 2294426.8174 | 1707127.15 | 1887387.3429 | 2131018.1929 | 1948039.4112 | 2670627.4819 | 2655672.965 | 3002119.2739 | 2570930.7024 | 2938175.0828 | 2189463.8504 | 2172727.1567 | 2363259.6219 | 1758340.9645 | 1944008.9632 | 2194948.7387 | 2006480.5935 | 2750746.3064 | 2735343.1539 | 3092182.8521 | 2648058.6235 | 3026320.3353 | 2255147.766 | 2237908.9714 | 2434157.4106 | 1811091.1934 | 2002329.2321 | 2260797.2009 | 2066675.0113 | 2833268.6956 | 2817403.4486 | 3184948.3377 | 2727500.3822 | 3117109.9453 | 2322802.1989 | 2305046.2405 | 2507182.1329 | 1865423.9292 | 2062399.109 | 2328621.1169 | 2128675.2617 | 2918266.7564 | 2901925.552 | 3280496.7878 | 2809325.3936 | 3210623.2437 | 2392486.2649 | 2374197.6277 | 2582397.5969 | 1921386.6471 | 2124271.0823 | 2398479.7504 | 2192535.5195 | 3005814.7591 | 2988983.3186 | 3378911.6914 | 2893605.1554 | 3306941.941 | 2464260.8528 | 2445423.5565 | 2659869.5248 | 1979028.2465 | 2187999.2148 | 2470434.1429 | 2258311.5851 | 3095989.2019 | 3078652.8181 | 3480279.0422 | 2980413.3101 | 3406150.1992 | 2538188.6784 | 2518786.2632 | 2739665.6105 | 2038399.0939 | 2253639.1912 | 2544547.1672 | 2326060.9327 | 3188868.878 | 3171012.4027 | 3584687.4134 | 3069825.7094 | 3508334.7052 | 2614334.3388 | 2594349.8511 | 2821855.5789 | 2099551.0667 | 2321248.3669 | 2620883.5822 | 2395842.7606 | 3284534.9443 | 3266142.7748 | 3692228.0358 | 3161920.4807 | 3613584.7464 | 2692764.369 | 2672180.3467 | 2906511.2462 | 2162537.5987 | 2390885.818 | 2699510.0897 | 2467718.0435 | 3383070.9926 | 3364127.058 | 3802994.8769 | 3256778.0951 | 3721992.2887 | 2773547.3 | 2752345.7571 | 2993706.5836 | 2227413.7267 | 2462612.3925 | 2780495.3924 | 2541749.5848 | 3484563.1224 | 3465050.8697 | 3917084.7232 | 3354481.4379 | 3833652.0574 | 2856753.719 | 2834916.1298 | 3083517.7811 | 2294236.1385 | 2536490.7643 | 2863910.2542 | 2618002.0723 | 3589100.0161 | 3569002.3958
|  | 2024 | 2025 | 2026 | 2027 | 2028 | 2029 | 2030 | 2031 | 2032 | 2033 | 2034 | 2035 | 2036 | 2037 | 2038 | 2039 | 2040 | 2041 | 2042 | 2043 | 2044
Costo Actual energia |  | 0 | 0 | 4204630.7575 | 22598058.5024 | 23276000.2575 | 23974280.2652 | 24693508.6732 | 25434313.9334 | 26197343.3514 | 26983263.6519 | 27792761.5615 | 28626544.4083 | 29485340.7406 | 30369900.9628 | 31280997.9917 | 32219427.9314 | 33186010.7694 | 34181591.0925 | 35207038.8252 | 36263249.99 | 37351147.4897
| 2024 | 2024 | 2024 | 2024 | 2024 | 2024 | 2025 | 2025 | 2025 | 2025 | 2025 | 2025 | 2025 | 2025 | 2025 | 2025 | 2025 | 2025 | 2026 | 2026 | 2026 | 2026 | 2026 | 2026 | 2026 | 2026 | 2026 | 2026 | 2026 | 2026 | 2027 | 2027 | 2027 | 2027 | 2027 | 2027 | 2027 | 2027 | 2027 | 2027 | 2027 | 2027 | 2028 | 2028 | 2028 | 2028 | 2028 | 2028 | 2028 | 2028 | 2028 | 2028 | 2028 | 2028 | 2029 | 2029 | 2029 | 2029 | 2029 | 2029 | 2029 | 2029 | 2029 | 2029 | 2029 | 2029 | 2030 | 2030 | 2030 | 2030 | 2030 | 2030 | 2030 | 2030 | 2030 | 2030 | 2030 | 2030 | 2031 | 2031 | 2031 | 2031 | 2031 | 2031 | 2031 | 2031 | 2031 | 2031 | 2031 | 2031 | 2032 | 2032 | 2032 | 2032 | 2032 | 2032 | 2032 | 2032 | 2032 | 2032 | 2032 | 2032 | 2033 | 2033 | 2033 | 2033 | 2033 | 2033 | 2033 | 2033 | 2033 | 2033 | 2033 | 2033 | 2034 | 2034 | 2034 | 2034 | 2034 | 2034 | 2034 | 2034 | 2034 | 2034 | 2034 | 2034 | 2035 | 2035 | 2035 | 2035 | 2035 | 2035 | 2035 | 2035 | 2035 | 2035 | 2035 | 2035 | 2036 | 2036 | 2036 | 2036 | 2036 | 2036 | 2036 | 2036 | 2036 | 2036 | 2036 | 2036 | 2037 | 2037 | 2037 | 2037 | 2037 | 2037 | 2037 | 2037 | 2037 | 2037 | 2037 | 2037 | 2038 | 2038 | 2038 | 2038 | 2038 | 2038 | 2038 | 2038 | 2038 | 2038 | 2038 | 2038 | 2039 | 2039 | 2039 | 2039 | 2039 | 2039 | 2039 | 2039 | 2039 | 2039 | 2039 | 2039 | 2040 | 2040 | 2040 | 2040 | 2040 | 2040 | 2040 | 2040 | 2040 | 2040 | 2040 | 2040 | 2041 | 2041 | 2041 | 2041 | 2041 | 2041 | 2041 | 2041 | 2041 | 2041 | 2041 | 2041 | 2042 | 2042 | 2042 | 2042 | 2042 | 2042 | 2042 | 2042 | 2042 | 2042 | 2042 | 2042 | 2043 | 2043 | 2043 | 2043 | 2043 | 2043 | 2043 | 2043 | 2043 | 2043 | 2043 | 2043 | 2044 | 2044 | 2044 | 2044 | 2044 | 2044 | 2044 | 2044 | 2044 | 2044 | 2044 | 2044
Con Paneles | time axis 2024-07-01 to 2044-12-01
Inversión | 2026-10-01: 49414068.9428
Excedentes Tipo 1 |  | 0 | [26 empty] | 73353.8125 | 107980.0633 | 133077.1292 | 139264.8727 | 133138.3913 | 97061.3975 | 93741.8204 | 104111.8791 | 74662.1663 | 74540.3016 | 100770.2586 | 84149.2825 | 75554.4269 | 111219.4652 | 137069.4431 | 143442.8189 | 137132.5431 | 99973.2394 | 96554.075 | 107235.2354 | 76902.0313 | 76776.5106 | 103793.3664 | 86673.761 | 77821.0597 | 114556.0491 | 141181.5264 | 147746.1034 | 141246.5194 | 102972.4366 | 99450.6973 | 110452.2925 | 79209.0923 | 79079.806 | 106907.1674 | 89273.9738 | 80155.6915 | 117992.7306 | 145416.9721 | 152178.4865 | 145483.915 | 106061.6097 | 102434.2182 | 113765.8613 | 81585.365 | 81452.2001 | 110114.3824 | 91952.193 | 82560.3623 | 121532.5125 | 149779.4813 | 156743.8411 | 149848.4324 | 109243.458 | 105507.2447 | 117178.8371 | 84032.926 | 83895.7661 | 113417.8139 | 94710.7588 | 85037.1731 | 125178.4879 | 154272.8657 | 161446.1564 | 154343.8854 | 112520.7617 | 108672.4621 | 120694.2022 | 86553.9138 | 86412.6391 | 116820.3483 | 97552.0816 | 87588.2883 | 128933.8426 | 158901.0517 | 166289.5411 | 158974.2019 | 115896.3846 | 111932.6359 | 124315.0283 | 89150.5312 | 89005.0183 | 120324.9587 | 100478.644 | 90215.937 | 132801.8578 | 163668.0833 | 171278.2273 | 163743.428 | 119373.2761 | 115290.615 | 128044.4791 | 91825.0471 | 91675.1689 | 123934.7075 | 103493.0034 | 92922.4151 | 136785.9136 | 168578.1258 | 176416.5741 | 168655.7308 | 122954.4744 | 118749.3334 | 131885.8135 | 94579.7985 | 94425.4239 | 127652.7487 | 106597.7935 | 95710.0875 | 140889.491 | 173635.4695 | 181709.0713 | 173715.4028 | 126643.1086 | 122311.8134 | 135842.3879 | 97417.1925 | 97258.1866 | 131482.3312 | 109795.7273 | 98581.3901 | 145116.1757 | 178844.5336 | 187160.3435 | 178926.8648 | 130442.4019 | 125981.1679 | 139917.6596 | 100339.7083 | 100175.9322 | 135426.8011 | 113089.5991 | 101538.8319 | 149469.661 | 184209.8696 | 192775.1538 | 184294.6708 | 134355.6739 | 129760.6029 | 144115.1894 | 103349.8995 | 103181.2102 | 139489.6051 | 116482.2871 | 104584.9968 | 153953.7508 | 189736.1657 | 198558.4084 | 189823.5109 | 138386.3441 | 133653.421 | 148438.645 | 106450.3965 | 106276.6465 | 143674.2933 | 119976.7557 | 107722.5467 | 158572.3633 | 195428.2507 | 204515.1607 | 195518.2162 | 142537.9345 | 137663.0236 | 152891.8044 | 109643.9084 | 109464.9459 | 147984.5221 | 123576.0583 | 110954.2231 | 163329.5342 | 201291.0982 | 210650.6155 | 201383.7627 | 146814.0725 | 141792.9143 | 157478.5585 | 112933.2256 | 112748.8943 | 152424.0578 | 127283.3401 | 114282.8498 | 168229.4202 | 207329.8312 | 216970.1339 | 207425.2756 | 151218.4947 | 146046.7017 | 162202.9153 | 116321.2224 | 116131.3611 | 156996.7795 | 131101.8403 | 117711.3353 | 173276.3029 | 213549.7261 | 223479.238 | 213648.0339 | 155755.0495 | 150428.1028 | 167069.0027 | 119810.8591 | 119615.3019 | 161706.6829 | 135034.8955 | 121242.6754 | 178474.5919 | 219956.2179 | 230183.6151 | 220057.4749 | 160427.701 | 154940.9459 | 172081.0728 | 123405.1849 | 123203.761 | 166557.8834 | 139085.9424 | 124879.9556 | 183828.8297
Contribución por excedentes Tipo 1 |  | 0 | [26 empty] | 14670.7625 | 21596.0127 | 26615.4258 | 27852.9745 | 26627.6783 | 19412.2795 | 18748.3641 | 20822.3758 | 14932.4333 | 14908.0603 | 20154.0517 | 16829.8565 | 15110.8854 | 22243.893 | 27413.8886 | 28688.5638 | 27426.5086 | 19994.6479 | 19310.815 | 21447.0471 | 15380.4063 | 15355.3021 | 20758.6733 | 17334.7522 | 15564.2119 | 22911.2098 | 28236.3053 | 29549.2207 | 28249.3039 | 20594.4873 | 19890.1395 | 22090.4585 | 15841.8185 | 15815.9612 | 21381.4335 | 17854.7948 | 16031.1383 | 23598.5461 | 29083.3944 | 30435.6973 | 29096.783 | 21212.3219 | 20486.8436 | 22753.1723 | 16317.073 | 16290.44 | 22022.8765 | 18390.4386 | 16512.0725 | 24306.5025 | 29955.8963 | 31348.7682 | 29969.6865 | 21848.6916 | 21101.4489 | 23435.7674 | 16806.5852 | 16779.1532 | 22683.5628 | 18942.1518 | 17007.4346 | 25035.6976 | 30854.5731 | 32289.2313 | 30868.7771 | 22504.1523 | 21734.4924 | 24138.8404 | 17310.7828 | 17282.5278 | 23364.0697 | 19510.4163 | 17517.6577 | 25786.7685 | 31780.2103 | 33257.9082 | 31794.8404 | 23179.2769 | 22386.5272 | 24863.0057 | 17830.1062 | 17801.0037 | 24064.9917 | 20095.7288 | 18043.1874 | 26560.3716 | 32733.6167 | 34255.6455 | 32748.6856 | 23874.6552 | 23058.123 | 25608.8958 | 18365.0094 | 18335.0338 | 24786.9415 | 20698.6007 | 18584.483 | 27357.1827 | 33715.6252 | 35283.3148 | 33731.1462 | 24590.8949 | 23749.8667 | 26377.1627 | 18915.9597 | 18885.0848 | 25530.5497 | 21319.5587 | 19142.0175 | 28177.8982 | 34727.0939 | 36341.8143 | 34743.0806 | 25328.6217 | 24462.3627 | 27168.4776 | 19483.4385 | 19451.6373 | 26296.4662 | 21959.1455 | 19716.278 | 29023.2351 | 35768.9067 | 37432.0687 | 35785.373 | 26088.4804 | 25196.2336 | 27983.5319 | 20067.9417 | 20035.1864 | 27085.3602 | 22617.9198 | 20307.7664 | 29893.9322 | 36841.9739 | 38555.0308 | 36858.9342 | 26871.1348 | 25952.1206 | 28823.0379 | 20669.9799 | 20636.242 | 27897.921 | 23296.4574 | 20916.9994 | 30790.7502 | 37947.2331 | 39711.6817 | 37964.7022 | 27677.2688 | 26730.6842 | 29687.729 | 21290.0793 | 21255.3293 | 28734.8587 | 23995.3511 | 21544.5093 | 31714.4727 | 39085.6501 | 40903.0321 | 39103.6432 | 28507.5869 | 27532.6047 | 30578.3609 | 21928.7817 | 21892.9892 | 29596.9044 | 24715.2117 | 22190.8446 | 32665.9068 | 40258.2196 | 42130.1231 | 40276.7525 | 29362.8145 | 28358.5829 | 31495.7117 | 22586.6451 | 22549.7789 | 30484.8116 | 25456.668 | 22856.57 | 33645.884 | 41465.9662 | 43394.0268 | 41485.0551 | 30243.6989 | 29209.3403 | 32440.5831 | 23264.2445 | 23226.2722 | 31399.3559 | 26220.3681 | 23542.2671 | 34655.2606 | 42709.9452 | 44695.8476 | 42729.6068 | 31151.0099 | 30085.6206 | 33413.8005 | 23962.1718 | 23923.0604 | 32341.3366 | 27006.9791 | 24248.5351 | 35694.9184 | 43991.2436 | 46036.723 | 44011.495 | 32085.5402 | 30988.1892 | 34416.2146 | 24681.037 | 24640.7522 | 33311.5767 | 27817.1885 | 24975.9911 | 36765.7659
Importación sin crédito |  | 0 | [26 empty] | 305231.1397 | 212525.1712 | 211855.8805 | 65883.0093 | 0 | 0 | 0 | 0 | 0 | 0 | 0 | 0 | 314388.0739 | 218900.9263 | 218211.5569 | 67859.4996 | 0 | 0 | 0 | 0 | 0 | 0 | 0 | 0 | 323819.7161 | 225467.9541 | 224757.9036 | 69895.2845 | 0 | 0 | 0 | 0 | 0 | 0 | 0 | 0 | 333534.3076 | 232231.9927 | 231500.6407 | 71992.1431 | 0 | 0 | 0 | 0 | 0 | 0 | 0 | 0 | 343540.3368 | 239198.9525 | 238445.6599 | 74151.9074 | 0 | 0 | 0 | 0 | 0 | 0 | 0 | 0 | 353846.5469 | 246374.9211 | 245599.0297 | 76376.4646 | 0 | 0 | 0 | 0 | 0 | 0 | 0 | 0 | 364461.9433 | 253766.1687 | 252967.0006 | 78667.7585 | 0 | 0 | 0 | 0 | 0 | 0 | 0 | 0 | 375395.8016 | 261379.1538 | 260556.0107 | 81027.7913 | 0 | 0 | 0 | 0 | 0 | 0 | 0 | 0 | 386657.6756 | 269220.5284 | 268372.691 | 83458.625 | 0 | 0 | 0 | 0 | 0 | 0 | 0 | 0 | 398257.4059 | 277297.1442 | 276423.8717 | 85962.3838 | 0 | 0 | 0 | 0 | 0 | 0 | 0 | 0 | 410205.1281 | 285616.0586 | 284716.5879 | 88541.2553 | 0 | 0 | 0 | 0 | 0 | 0 | 0 | 0 | 422511.2819 | 294184.5403 | 293258.0855 | 91197.493 | 0 | 0 | 0 | 0 | 0 | 0 | 0 | 0 | 435186.6204 | 303010.0765 | 302055.8281 | 93933.4177 | 0 | 0 | 0 | 0 | 0 | 0 | 0 | 0 | 448242.219 | 312100.3788 | 311117.5029 | 96751.4203 | 0 | 0 | 0 | 0 | 0 | 0 | 0 | 0 | 461689.4856 | 321463.3902 | 320451.028 | 99653.9629 | 0 | 0 | 0 | 0 | 0 | 0 | 0 | 0 | 475540.1701 | 331107.2919 | 330064.5588 | 102643.5818 | 0 | 0 | 0 | 0 | 0 | 0 | 0 | 0 | 489806.3752 | 341040.5106 | 339966.4956 | 105722.8892 | 0 | 0 | 0 | 0 | 0 | 0 | 0 | 0 | 504500.5665 | 351271.726 | 350165.4905 | 108894.5759 | 0 | 0 | 0 | 0 | 0 | 0 | 0 | 0 | 519635.5835 | 361809.8777
Contribución Importación sin crédito |  | 0 | [26 empty] | 61046.2279 | 42505.0342 | 42371.1761 | 13176.6019 | 0 | 0 | 0 | 0 | 0 | 0 | 0 | 0 | 62877.6148 | 43780.1853 | 43642.3114 | 13571.8999 | 0 | 0 | 0 | 0 | 0 | 0 | 0 | 0 | 64763.9432 | 45093.5908 | 44951.5807 | 13979.0569 | 0 | 0 | 0 | 0 | 0 | 0 | 0 | 0 | 66706.8615 | 46446.3985 | 46300.1281 | 14398.4286 | 0 | 0 | 0 | 0 | 0 | 0 | 0 | 0 | 68708.0674 | 47839.7905 | 47689.132 | 14830.3815 | 0 | 0 | 0 | 0 | 0 | 0 | 0 | 0 | 70769.3094 | 49274.9842 | 49119.8059 | 15275.2929 | 0 | 0 | 0 | 0 | 0 | 0 | 0 | 0 | 72892.3887 | 50753.2337 | 50593.4001 | 15733.5517 | 0 | 0 | 0 | 0 | 0 | 0 | 0 | 0 | 75079.1603 | 52275.8308 | 52111.2021 | 16205.5583 | 0 | 0 | 0 | 0 | 0 | 0 | 0 | 0 | 77331.5351 | 53844.1057 | 53674.5382 | 16691.725 | 0 | 0 | 0 | 0 | 0 | 0 | 0 | 0 | 79651.4812 | 55459.4288 | 55284.7743 | 17192.4768 | 0 | 0 | 0 | 0 | 0 | 0 | 0 | 0 | 82041.0256 | 57123.2117 | 56943.3176 | 17708.2511 | 0 | 0 | 0 | 0 | 0 | 0 | 0 | 0 | 84502.2564 | 58836.9081 | 58651.6171 | 18239.4986 | 0 | 0 | 0 | 0 | 0 | 0 | 0 | 0 | 87037.3241 | 60602.0153 | 60411.1656 | 18786.6835 | 0 | 0 | 0 | 0 | 0 | 0 | 0 | 0 | 89648.4438 | 62420.0758 | 62223.5006 | 19350.2841 | 0 | 0 | 0 | 0 | 0 | 0 | 0 | 0 | 92337.8971 | 64292.678 | 64090.2056 | 19930.7926 | 0 | 0 | 0 | 0 | 0 | 0 | 0 | 0 | 95108.034 | 66221.4584 | 66012.9118 | 20528.7164 | 0 | 0 | 0 | 0 | 0 | 0 | 0 | 0 | 97961.275 | 68208.1021 | 67993.2991 | 21144.5778 | 0 | 0 | 0 | 0 | 0 | 0 | 0 | 0 | 100900.1133 | 70254.3452 | 70033.0981 | 21778.9152 | 0 | 0 | 0 | 0 | 0 | 0 | 0 | 0 | 103927.1167 | 72361.9755
Excedentes Tipo 2 |  | 0 | [26 empty] | 0 | 0 | 0 | 0 | -181752.5473 | -294855.7394 | -260519.8828 | -195537.9501 | -397234.6136 | -389226.5688 | -270817.4145 | -238115.2229 | 0 | 0 | 0 | 0 | -190840.1746 | -309598.5264 | -260519.8828 | -195537.9501 | -397234.6136 | -408687.8972 | -284358.2853 | -250020.984 | 0 | 0 | 0 | 0 | -200382.1834 | -325078.4527 | -260519.8828 | -195537.9501 | -397234.6136 | -429122.2921 | -298576.1995 | -262522.0332 | 0 | 0 | 0 | 0 | -210401.2925 | -341332.3753 | -271414.0883 | -195537.9501 | -397234.6136 | -450578.4067 | -313505.0095 | -275648.1349 | 0 | 0 | 0 | 0 | -220921.3572 | -358398.9941 | -284984.7927 | -195537.9501 | -412409.7961 | -473107.327 | -171519.416 | -143883.7198 | 0 | 0 | 0 | 0 | -231967.425 | -376318.9438 | -299234.0323 | -197739.4257 | -433030.2859 | -496762.6934 | -171519.416 | -143883.7198 | 0 | 0 | 0 | 0 | -243565.7963 | -395134.891 | -314195.7339 | -207626.397 | -454681.8002 | -521600.828 | -171519.416 | -143883.7198 | 0 | 0 | 0 | 0 | -255744.0861 | -414891.6355 | -329905.5206 | -218007.7168 | -477415.8902 | -547680.8694 | -171519.416 | -143883.7198 | 0 | 0 | 0 | 0 | -268531.2904 | -435636.2173 | -346400.7967 | -228908.1027 | -501286.6847 | -575064.9129 | -171519.416 | -143883.7198 | 0 | 0 | 0 | 0 | -281957.8549 | -457418.0282 | -363720.8365 | -240353.5078 | -526351.0189 | -603818.1585 | -171519.416 | -143883.7198 | 0 | 0 | 0 | 0 | -214914.824 | -352778.7845 | -325649.8536 | -244422.4376 | -496543.267 | -417466.7699 | -171519.416 | -143883.7198 | 0 | 0 | 0 | 0 | -214914.824 | -352778.7845 | -325649.8536 | -244422.4376 | -496543.267 | -417466.7699 | -171519.416 | -143883.7198 | 0 | 0 | 0 | 0 | -214914.824 | -352778.7845 | -325649.8536 | -244422.4376 | -496543.267 | -417466.7699 | -171519.416 | -143883.7198 | 0 | 0 | 0 | 0 | -214914.824 | -352778.7845 | -325649.8536 | -244422.4376 | -496543.267 | -417466.7699 | -171519.416 | -143883.7198 | 0 | 0 | 0 | 0 | -214914.824 | -352778.7845 | -325649.8536 | -244422.4376 | -496543.267 | -417466.7699 | -171519.416 | -143883.7198 | 0 | 0 | 0 | 0 | -214914.824 | -352778.7845 | -325649.8536 | -244422.4376 | -496543.267 | -417466.7699 | -171519.416 | -143883.7198 | 0 | 0 | 0 | 0 | -214914.824 | -352778.7845 | -325649.8536 | -244422.4376 | -496543.267 | -417466.7699 | -171519.416 | -143883.7198 | 0 | 0 | 0 | 0 | -214914.824 | -352778.7845 | -325649.8536 | -244422.4376 | -496543.267 | -417466.7699 | -171519.416 | -143883.7198 | 0 | 0
Contribución por excedentes Tipo 2
Mantenimiento |  | 0 | [26 empty] | 0 | 0 | 200000 | 0 | 0 | 206000 | 0 | 0 | 206000 | 0 | 0 | 206000 | 0 | 0 | 206000 | 0 | 0 | 206000 | 0 | 0 | 206000 | 0 | 0 | 206000 | 0 | 0 | 206000 | 0 | 0 | 206000 | 0 | 0 | 206000 | 0 | 0 | 206000 | 0 | 0 | 206000 | 0 | 0 | 206000 | 0 | 0 | 206000 | 0 | 0 | 206000 | 0 | 0 | 206000 | 0 | 0 | 206000 | 0 | 0 | 206000 | 0 | 0 | 206000 | 0 | 0 | 206000 | 0 | 0 | 206000 | 0 | 0 | 206000 | 0 | 0 | 206000 | 0 | 0 | 206000 | 0 | 0 | 206000 | 0 | 0 | 206000 | 0 | 0 | 206000 | 0 | 0 | 206000 | 0 | 0 | 206000 | 0 | 0 | 206000 | 0 | 0 | 206000 | 0 | 0 | 206000 | 0 | 0 | 206000 | 0 | 0 | 206000 | 0 | 0 | 206000 | 0 | 0 | 206000 | 0 | 0 | 206000 | 0 | 0 | 206000 | 0 | 0 | 206000 | 0 | 0 | 206000 | 0 | 0 | 206000 | 0 | 0 | 206000 | 0 | 0 | 206000 | 0 | 0 | 206000 | 0 | 0 | 206000 | 0 | 0 | 206000 | 0 | 0 | 206000 | 0 | 0 | 206000 | 0 | 0 | 206000 | 0 | 0 | 206000 | 0 | 0 | 206000 | 0 | 0 | 206000 | 0 | 0 | 206000 | 0 | 0 | 206000 | 0 | 0 | 206000 | 0 | 0 | 206000 | 0 | 0 | 206000 | 0 | 0 | 206000 | 0 | 0 | 206000 | 0 | 0 | 206000 | 0 | 0 | 206000 | 0 | 0 | 206000 | 0 | 0 | 206000 | 0 | 0 | 206000 | 0 | 0 | 206000 | 0 | 0 | 206000 | 0 | 0 | 206000 | 0 | 0 | 206000 | 0 | 0 | 206000 | 0 | 0 | 206000 | 0 | 0 | 206000 | 0 | 0
Reposición |  | 0 | [26 empty] | 0 | 0 | 0 | 0 | 0 | 0 | 0 | 0 | 0 | 0 | 0 | 0 | 0 | 0 | 0 | 0 | 0 | 0 | 0 | 0 | 0 | 0 | 0 | 0 | 0 | 0 | 0 | 0 | 0 | 0 | 0 | 0 | 0 | 0 | 0 | 0 | 0 | 0 | 0 | 0 | 0 | 0 | 0 | 61767.5862 | 61767.5862 | 61767.5862 | 61767.5862 | 61767.5862 | 61767.5862 | 61767.5862 | 63620.6138 | 63620.6138 | 63620.6138 | 63620.6138 | 63620.6138 | 63620.6138 | 63620.6138 | 63620.6138 | 63620.6138 | 63620.6138 | 63620.6138 | 63620.6138 | 65529.2322 | 65529.2322 | 65529.2322 | 65529.2322 | 65529.2322 | 65529.2322 | 65529.2322 | 65529.2322 | 65529.2322 | 65529.2322 | 65529.2322 | 65529.2322 | 67495.1091 | 67495.1091 | 67495.1091 | 67495.1091 | 67495.1091 | 67495.1091 | 67495.1091 | 67495.1091 | 67495.1091 | 67495.1091 | 67495.1091 | 67495.1091 | 69519.9624 | 69519.9624 | 69519.9624 | 69519.9624 | 69519.9624 | 69519.9624 | 69519.9624 | 69519.9624 | 69519.9624 | 69519.9624 | 69519.9624 | 69519.9624 | 71605.5613 | 71605.5613 | 71605.5613 | 71605.5613 | 71605.5613 | 71605.5613 | 71605.5613 | 71605.5613 | 71605.5613 | 71605.5613 | 71605.5613 | 71605.5613 | 73753.7281 | 73753.7281 | 73753.7281 | 73753.7281 | 73753.7281 | 73753.7281 | 73753.7281 | 73753.7281 | 73753.7281 | 73753.7281 | 73753.7281 | 73753.7281 | 75966.34 | 75966.34 | 75966.34 | 75966.34 | 75966.34 | 75966.34 | 75966.34 | 75966.34 | 75966.34 | 75966.34 | 75966.34 | 75966.34 | 78245.3302 | 78245.3302 | 78245.3302 | 78245.3302 | 78245.3302 | 78245.3302 | 78245.3302 | 78245.3302 | 78245.3302 | 78245.3302 | 78245.3302 | 78245.3302 | 80592.6901 | 80592.6901 | 80592.6901 | 80592.6901 | 80592.6901 | 80592.6901 | 80592.6901 | 80592.6901 | 80592.6901 | 80592.6901 | 80592.6901 | 80592.6901 | 83010.4708 | 83010.4708 | 83010.4708 | 83010.4708 | 83010.4708 | 83010.4708 | 83010.4708 | 83010.4708 | 83010.4708 | 83010.4708 | 83010.4708 | 83010.4708 | 85500.7849 | 85500.7849 | 85500.7849 | 85500.7849 | 85500.7849 | 85500.7849 | 85500.7849 | 85500.7849 | 85500.7849 | 85500.7849 | 85500.7849 | 85500.7849 | 88065.8084 | 88065.8084 | 88065.8084 | 88065.8084 | 88065.8084 | 88065.8084 | 88065.8084 | 88065.8084 | 88065.8084 | 88065.8084 | 88065.8084 | 88065.8084 | 90707.7827 | 90707.7827 | 90707.7827 | 90707.7827 | 90707.7827 | 90707.7827 | 90707.7827 | 90707.7827 | 90707.7827 | 90707.7827 | 90707.7827 | 90707.7827 | 93429.0162 | 93429.0162 | 93429.0162 | 93429.0162 | 93429.0162 | 93429.0162 | 93429.0162 | 93429.0162 | 93429.0162 | 93429.0162 | 93429.0162 | 93429.0162
Operación |  | 0.022273 | [26 empty] | 25000 | 25000 | 25750 | 25750 | 25750 | 25750 | 25750 | 25750 | 25750 | 25750 | 25750 | 25750 | 25750 | 25750 | 26522.5 | 26522.5 | 26522.5 | 26522.5 | 26522.5 | 26522.5 | 26522.5 | 26522.5 | 26522.5 | 26522.5 | 26522.5 | 26522.5 | 27318.175 | 27318.175 | 27318.175 | 27318.175 | 27318.175 | 27318.175 | 27318.175 | 27318.175 | 27318.175 | 27318.175 | 27318.175 | 27318.175 | 28137.7202 | 28137.7202 | 28137.7202 | 28137.7202 | 28137.7202 | 28137.7202 | 28137.7202 | 28137.7202 | 28137.7202 | 28137.7202 | 28137.7202 | 28137.7202 | 28981.8519 | 28981.8519 | 28981.8519 | 28981.8519 | 28981.8519 | 28981.8519 | 28981.8519 | 28981.8519 | 28981.8519 | 28981.8519 | 28981.8519 | 28981.8519 | 29851.3074 | 29851.3074 | 29851.3074 | 29851.3074 | 29851.3074 | 29851.3074 | 29851.3074 | 29851.3074 | 29851.3074 | 29851.3074 | 29851.3074 | 29851.3074 | 30746.8466 | 30746.8466 | 30746.8466 | 30746.8466 | 30746.8466 | 30746.8466 | 30746.8466 | 30746.8466 | 30746.8466 | 30746.8466 | 30746.8466 | 30746.8466 | 31669.252 | 31669.252 | 31669.252 | 31669.252 | 31669.252 | 31669.252 | 31669.252 | 31669.252 | 31669.252 | 31669.252 | 31669.252 | 31669.252 | 32619.3296 | 32619.3296 | 32619.3296 | 32619.3296 | 32619.3296 | 32619.3296 | 32619.3296 | 32619.3296 | 32619.3296 | 32619.3296 | 32619.3296 | 32619.3296 | 33597.9095 | 33597.9095 | 33597.9095 | 33597.9095 | 33597.9095 | 33597.9095 | 33597.9095 | 33597.9095 | 33597.9095 | 33597.9095 | 33597.9095 | 33597.9095 | 34605.8468 | 34605.8468 | 34605.8468 | 34605.8468 | 34605.8468 | 34605.8468 | 34605.8468 | 34605.8468 | 34605.8468 | 34605.8468 | 34605.8468 | 34605.8468 | 35644.0222 | 35644.0222 | 35644.0222 | 35644.0222 | 35644.0222 | 35644.0222 | 35644.0222 | 35644.0222 | 35644.0222 | 35644.0222 | 35644.0222 | 35644.0222 | 36713.3428 | 36713.3428 | 36713.3428 | 36713.3428 | 36713.3428 | 36713.3428 | 36713.3428 | 36713.3428 | 36713.3428 | 36713.3428 | 36713.3428 | 36713.3428 | 37814.7431 | 37814.7431 | 37814.7431 | 37814.7431 | 37814.7431 | 37814.7431 | 37814.7431 | 37814.7431 | 37814.7431 | 37814.7431 | 37814.7431 | 37814.7431 | 38949.1854 | 38949.1854 | 38949.1854 | 38949.1854 | 38949.1854 | 38949.1854 | 38949.1854 | 38949.1854 | 38949.1854 | 38949.1854 | 38949.1854 | 38949.1854 | 40117.661 | 40117.661 | 40117.661 | 40117.661 | 40117.661 | 40117.661 | 40117.661 | 40117.661 | 40117.661 | 40117.661 | 40117.661 | 40117.661 | 41321.1908 | 41321.1908 | 41321.1908 | 41321.1908 | 41321.1908 | 41321.1908 | 41321.1908 | 41321.1908 | 41321.1908 | 41321.1908 | 41321.1908 | 41321.1908 | 42560.8265 | 42560.8265 | 42560.8265 | 42560.8265 | 42560.8265 | 42560.8265 | 42560.8265 | 43837.6513 | 45152.7809 | 45152.7809 | 45152.7809 | 45152.7809
Total Costo del SFV | 0 | 0.022273 | 0 | 0 | 0 | 0 | 0 | 0 | [19 empty] | 49414068.9428 | 479301.9426 | 409606.2814 | 639669.6116 | 271927.4584 | 3763.5223 | 53367.9376 | -122279.6984 | -44853.6952 | -75890.014 | -274028.2069 | -124143.1042 | 94613.9162 | 493681.0009 | 421894.4698 | 658859.7 | 280085.2821 | 241.3771 | 42891.8609 | -118132.4928 | -40333.1676 | -72429.676 | -290033.5844 | -133283.7456 | 86510.0292 | 508491.4309 | 434551.3039 | 672445.491 | 288487.8406 | -3568.1851 | 31806.6462 | -113860.8711 | -35677.0241 | -68865.5278 | -306908.3499 | -142969.4237 | 77924.9104 | 523746.1739 | 447587.843 | 686438.8557 | 297142.4758 | -7682.8743 | 20079.2765 | -120355.3062 | 30886.3899 | -3426.8691 | -262930.4601 | -91462.4442 | 130599.8032 | 601226.1453 | 522783.0645 | 764472.6351 | 369677.3638 | 51499.2273 | 71295.6211 | -65773.6334 | 37679.1201 | -12967.8193 | -279829.942 | 57184.4263 | 268371.6564 | 619262.9296 | 538466.5564 | 781226.8142 | 380767.6848 | 48625.777 | 60086.5098 | -73446.5383 | 42474.1566 | -27785.0498 | -297686.9868 | 64045.5415 | 274559.3177 | 637840.8175 | 554620.5531 | 798483.6186 | 392190.7153 | 45445.2018 | 48182.7263 | -81634.6151 | 39793.5928 | -43459.207 | -316552.8503 | 71112.4903 | 280932.6088 | 656976.042 | 571259.1697 | 816258.1272 | 403956.4368 | 41937.242 | 35545.5102 | -90367.5682 | 36834.8726 | -60036.6192 | -336481.4524 | 78391.4474 | 287497.0987 | 676685.3233 | 588396.9448 | 834565.871 | 416075.1299 | 38080.4775 | 22134.0428 | -99676.7057 | 33579.7644 | -77566.0356 | -357529.5133 | 85888.7733 | 294258.5232 | 696985.883 | 606048.8531 | 853422.8471 | 428557.3838 | 33852.266 | 7905.3398 | -109595.0228 | 30008.9953 | -96098.7503 | -379756.697 | 93611.019 | 301222.7905 | 717895.4595 | 624230.3187 | 872845.5325 | 441414.1053 | 110369.6005 | 120324.2845 | -63900.2654 | 34050.9406 | -59563.4303 | -186683.4645 | 101564.9321 | 308395.9858 | 739432.3233 | 642957.2283 | 892850.8985 | 454656.5284 | 120128.1332 | 128337.3765 | -56047.7777 | 42405.142 | -52634.0352 | -179759.9653 | 109757.4625 | 315784.377 | 761615.293 | 662245.9451 | 913456.4254 | 468296.2243 | 130179.422 | 136590.8614 | -47959.7155 | 51009.9694 | -45496.7582 | -172628.7612 | 118195.7689 | 323394.4199 | 784463.7518 | 682113.3235 | 934680.1182 | 482345.111 | 140532.2493 | 145091.9507 | -39629.0113 | 59872.9416 | -38145.363 | -165283.6209 | 126887.2244 | 331232.7641 | 807997.6643 | 702576.7232 | 956540.5218 | 496815.4644 | 151195.6615 | 153848.0728 | -31048.3861 | 69001.8029 | -30573.4259 | -157718.1264 | 135839.4236 | 339306.2586 | 832237.5942 | 723654.0249 | 979056.7374 | 511719.9283 | 162178.9761 | 162866.8785 | -22210.342 | 78404.5302 | -22774.3306 | -149925.6671 | 145060.1888 | 347621.958 | 857204.7221 | 745363.6456 | 1002248.4395 | 527071.5261 | 173491.7901 | 172156.2484 | -13107.1567 | 88089.3392 | -14741.2625 | -141899.4341 | 154557.577 | 356187.1283 | 882920.8637 | 767724.555 | 1026135.8927 | 542883.6719 | 185143.9885 | 181724.2994 | -3730.8758 | 98064.6925 | -6467.2024 | -132355.5892 | 166931.8411 | 367601.2081 | 912000.444 | 793348.246
| 0 | 2024 | 2025 | 2026 | 2027 | 2028 | 2029 | 2030 | 2031 | 2032 | 2033 | 2034 | 2035 | 2036 | 2037 | 2038 | 2039 | 2040 | 2041 | 2042 | 2043 | 2044
Costo de energía con SFV | 2024-08-01: 0.022273; 2024-09-01: 0; 2024-10-01: 50302977.1668; 2024-11-01: 1337723.1982; 2024-12-01: 1357418.3177; 2025-01-01: 1370149.5233; 2025-02-01: 1803298.0569; 2025-03-01: 2419338.1415; 2025-04-01: 2445328.5974; 2025-05-01: 2462729.4932; 2025-06-01: 2478617.3632; 2025-07-01: 2492845.0638; 2025-08-01: 2505255.9497; 2025-09-01: 3061207.7727; 2025-10-01: 3199339.378; 2025-11-01: 3341614.9316; 2025-12-01: 3488158.7517; 2026-01-01: 3639098.8864; 2026-02-01: 3794567.2252; 2026-03-01: 3954699.6141; 2026-04-01: 4131280.6168
Flujo de caja neto | [18 empty] | 0 | 0 | 0 | 0 | 0 | 0 | 0 | 0 | 0 | -49414068.9428 | 1628916.053 | 1686806.4805 | 1730231.0657 | 1757588.9789 | 2315659.02 | 1675015.0442 | 1837450.5795 | 1910432.6638 | 1463940.6084 | 1808646.834 | 1856855.9074 | 1489320.3928 | 1677783.5346 | 1737410.6749 | 1782137.9977 | 1810316.6482 | 2388763.8416 | 1737342.6103 | 1884758.5004 | 1961879.5052 | 1502121.7883 | 1870690.7704 | 1917977.9329 | 1544942.3091 | 1728117.0406 | 1789532.9952 | 1841782.1376 | 1864626.1477 | 2464243.5603 | 1801834.8591 | 1933485.6589 | 2014869.7519 | 1541448.4035 | 1934985.2514 | 1981204.4366 | 1602470.998 | 1779960.5518 | 1843218.985 | 1903215.6017 | 1920564.9321 | 2542178.5108 | 1868571.4739 | 1994568.8376 | 2007682.1198 | 1520187.231 | 1939849.6686 | 1984844.5075 | 1600207.9825 | 1771591.7822 | 1836747.9684 | 1902871.456 | 1914561.2663 | 2559031.2782 | 1874014.6519 | 1996213.5708 | 2062046.4449 | 1575230.992 | 2007056.7268 | 1892999.0989 | 1514360.3628 | 1824739.5357 | 1891850.4075 | 1966137.5997 | 1971998.1043 | 2640220.6437 | 1943583.0713 | 2061799.6737 | 2120243.1753 | 1636916.1177 | 2076730.5752 | 1944643.4894 | 1561654.6621 | 1879481.7218 | 1948605.9197 | 2031301.7277 | 2031158.0474 | 2724066.6115 | 2015596.9424 | 2129638.3446 | 2187805.2591 | 1700864.207 | 2148967.7463 | 1997837.2116 | 1610367.7904 | 1935866.1734 | 2007064.0973 | 2098420.7795 | 2092092.7888 | 2810659.9258 | 2090147.5484 | 2199811.4096 | 2257591.9448 | 1767163.7692 | 2223868.7952 | 2052626.7455 | 1660542.3125 | 1993942.1586 | 2067276.0202 | 2167553.4029 | 2154855.5725 | 2900094.6053 | 2167329.8076 | 2272403.8623 | 2329679.8575 | 1835907.0001 | 2301538.4765 | 2109059.9654 | 1712222.0703 | 2053760.4234 | 2129294.3008 | 2238760.005 | 2219501.2397 | 2992468.0693 | 2247242.4262 | 2347503.9941 | 2404148.4153 | 1907189.9438 | 2382085.929 | 2167186.1819 | 1765452.2208 | 2115373.2361 | 2193173.1298 | 2312102.8052 | 2286086.2769 | 3006740.3448 | 2202477.9145 | 2368946.5059 | 2473131.1923 | 1924987.3595 | 2249082.5735 | 2227056.1848 | 1820279.2758 | 2178834.4332 | 2258968.3237 | 2387645.8893 | 2354668.8652 | 3090495.1104 | 2264148.8884 | 2430245.4055 | 2539992.4549 | 1974020.6823 | 2304031.0476 | 2288722.2879 | 1876751.1425 | 2244199.4662 | 2326737.3734 | 2465455.266 | 2425308.9311 | 3176762.519 | 2327669.9915 | 2493383.272 | 2608859.5554 | 2024525.0048 | 2360627.9759 | 2352238.3741 | 1934917.1652 | 2311525.4501 | 2396539.4946 | 2545598.924 | 2498068.1991 | 3265617.9499 | 2393096.7277 | 2558415.2746 | 2679792.669 | 2076544.4569 | 2418922.8121 | 2417659.9428 | 1994828.1686 | 2380871.2136 | 2468435.6795 | 2628146.8917 | 2573010.245 | 3357139.0437 | 2460486.266 | 2625398.2372 | 2752853.7759 | 2130124.4926 | 2478966.4934 | 2485044.1586 | 2056536.502 | 2452297.3501 | 2542488.7499 | 2713171.2984 | 2650200.5524 | 3451405.7702 | 2529897.4904 | 2694390.6887 | 2828106.7161 | 2185311.9294 | 2540811.4851 | 2554449.9009 | 2120096.0855 | 2525866.2706 | 2618763.4124 | 2800746.4374 | 2729706.569 | 3548500.4986 | 2601391.0516 | 2765452.9138 | 2905617.2444 | 2242154.9893 | 2604511.8266 | 2625937.8154 | 2185562.4565 | 2601642.2587 | 2697326.3147 | 2890948.8305 | 2811597.766 | 3648508.0689 | 2675029.4196 | 2838647.0056 | 2985453.0886 | 2300703.3409 | 2668846.3535 | 2696978.4131 | 2250400.8642 | 2677099.5721 | 2775654.1498
Flujo de caja acumulado | 0 | 0 | 0 | 0 | 0 | 0 | 0 | 0 | 0 | 0 | 0 | 0 | 0 | 0 | 0 | 0 | 0 | 0 | 0 | 0 | 0 | 0 | 0 | 0 | 0 | 0 | 0 | -49414068.9428 | -47785152.8898 | -46098346.4093 | -44368115.3436 | -42610526.3647 | -40294867.3446 | -38619852.3005 | -36782401.721 | -34871969.0572 | -33408028.4488 | -31599381.6148 | -29742525.7074 | -28253205.3146 | -26575421.78 | -24838011.105 | -23055873.1074 | -21245556.4591 | -18856792.6175 | -17119450.0073 | -15234691.5069 | -13272812.0016 | -11770690.2134 | -9899999.443 | -7982021.5101 | -6437079.201 | -4708962.1604 | -2919429.1652 | -1077647.0276 | 786979.1201 | 3251222.6804 | 5053057.5395 | 6986543.1984 | 9001412.9503 | 10542861.3538 | 12477846.6052 | 14459051.0418 | 16061522.0399 | 17841482.5917 | 19684701.5768 | 21587917.1785 | 23508482.1106 | 26050660.6214 | 27919232.0953 | 29913800.933 | 31921483.0528 | 33441670.2838 | 35381519.9524 | 37366364.4599 | 38966572.4423 | 40738164.2246 | 42574912.193 | 44477783.649 | 46392344.9153 | 48951376.1935 | 50825390.8454 | 52821604.4162 | 54883650.8611 | 56458881.8531 | 58465938.5799 | 60358937.6789 | 61873298.0417 | 63698037.5774 | 65589887.9849 | 67556025.5846 | 69528023.6889 | 72168244.3326 | 74111827.4039 | 76173627.0777 | 78293870.253 | 79930786.3707 | 82007516.9459 | 83952160.4353 | 85513815.0974 | 87393296.8192 | 89341902.7389 | 91373204.4666 | 93404362.514 | 96128429.1255 | 98144026.0679 | 100273664.4125 | 102461469.6716 | 104162333.8786 | 106311301.6249 | 108309138.8365 | 109919506.6269 | 111855372.8003 | 113862436.8976 | 115960857.6771 | 118052950.4659 | 120863610.3917 | 122953757.9402 | 125153569.3498 | 127411161.2946 | 129178325.0638 | 131402193.859 | 133454820.6045 | 135115362.917 | 137109305.0757 | 139176581.0959 | 141344134.4988 | 143498990.0713 | 146399084.6766 | 148566414.4842 | 150838818.3465 | 153168498.204 | 155004405.2041 | 157305943.6806 | 159415003.6459 | 161127225.7162 | 163180986.1396 | 165310280.4404 | 167549040.4454 | 169768541.6851 | 172761009.7544 | 175008252.1806 | 177355756.1747 | 179759904.5899 | 181667094.5337 | 184049180.4627 | 186216366.6446 | 187981818.8654 | 190097192.1015 | 192290365.2313 | 194602468.0365 | 196888554.3134 | 199895294.6582 | 202097772.5726 | 204466719.0785 | 206939850.2708 | 208864837.6303 | 211113920.2039 | 213340976.3887 | 215161255.6645 | 217340090.0977 | 219599058.4214 | 221986704.3107 | 224341373.1759 | 227431868.2864 | 229696017.1747 | 232126262.5802 | 234666255.0351 | 236640275.7174 | 238944306.765 | 241233029.0529 | 243109780.1955 | 245353979.6616 | 247680717.0351 | 250146172.301 | 252571481.2322 | 255748243.7512 | 258075913.7427 | 260569297.0147 | 263178156.5701 | 265202681.5749 | 267563309.5509 | 269915547.9249 | 271850465.0901 | 274161990.5403 | 276558530.0349 | 279104128.9589 | 281602197.158 | 284867815.1078 | 287260911.8355 | 289819327.1101 | 292499119.7791 | 294575664.236 | 296994587.0481 | 299412246.9909 | 301407075.1595 | 303787946.3731 | 306256382.0526 | 308884528.9443 | 311457539.1893 | 314814678.233 | 317275164.499 | 319900562.7362 | 322653416.5121 | 324783541.0047 | 327262507.4981 | 329747551.6567 | 331804088.1587 | 334256385.5088 | 336798874.2587 | 339512045.5571 | 342162246.1095 | 345613651.8797 | 348143549.3702 | 350837940.0589 | 353666046.775 | 355851358.7043 | 358392170.1894 | 360946620.0903 | 363066716.1758 | 365592582.4464 | 368211345.8587 | 371012092.2961 | 373741798.8651 | 377290299.3637 | 379891690.4153 | 382657143.3291 | 385562760.5735 | 387804915.5628 | 390409427.3893 | 393035365.2048 | 395220927.6612 | 397822569.9199 | 400519896.2346 | 403410845.0651 | 406222442.8312 | 409870950.9 | 412545980.3197 | 415384627.3252 | 418370080.4139 | 420670783.7548 | 423339630.1083 | 426036608.5213 | 428287009.3856 | 430964108.9577 | 433739763.1075
|  |  |  | 2024 | 2025 | 2026 | 2027 | 2028 | 2029 | 2030 | 2031 | 2032 | 2033 | 2034 | 2035 | 2036 | 2037 | 2038 | 2039 | 2040 | 2041 | 2042 | 2043 | 2044
|  | Flujo caja neto |  | 0 | 0 | -46098346.4093 | 21260335.3042 | 21918581.9398 | 22604130.742 | 22890210.6162 | 23014975.7919 | 23752014.754 | 24520534.1587 | 25314144.1983 | 26133699.3445 | 26980084.7909 | 27308693.1901 | 28081658.6136 | 28877812.9999 | 29697852.0177 | 30542492.2061 | 31412471.6001 | 32308550.3759 | 33219866.8729
|  | Flujo acumulado |  | 0 | 0 | -46098346.4093 | -24838011.105 | -2919429.1652 | 19684701.5768 | 42574912.193 | 65589887.9849 | 89341902.7389 | 113862436.8976 | 139176581.0959 | 165310280.4404 | 192290365.2313 | 219599058.4214 | 247680717.0351 | 276558530.0349 | 306256382.0526 | 336798874.2587 | 368211345.8587 | 400519896.2346 | 433739763.1075
|  | Flujo acumulado |  |  | 0 | -46.0983 | -24.838 | -2.9194 | 19.6847 | 42.5749 | 65.5899 | 89.3419 | 113.8624 | 139.1766 | 165.3103 | 192.2904 | 219.5991 | 247.6807 | 276.5585 | 306.2564 | 336.7989 | 368.2113 | 400.5199 | 433.7398
Costo Energía | VPN 5 años | VPN 10 años
Situación Actual | 74949078.3981 | 96084148.8567
ESFV | 44476563.7465 | 43728489.8309
Ahorro costos energía | 30472514.6516 | 52355659.0258
VPN | 18221863.4404 | 58114781.5409
TIR | 19.89% | 45.92%
Tiempo de retorno | 2.3333
Valores Corrientes | 5 años | 10 años | 20 años
Situación Actual | 124180792.3893 | 205154160.954 | 533325411.1556
Costo ESF | 58590904.4044 | 65977579.8582 | 99585648.0481
Ahorro | 65589887.9849 | 139176581.0959 | 433739763.1075
% ahorro | 52.82% | 67.84% | 81.33%

## Análisis cliente final CP
Contribución | 0%
PPA
 | time axis 2024-08-01 to 2044-07-01
Tarifa CU |  | 807.28 | 855.04 | 854.84 | 907.23 | 907.2 | 907.22 | 943.46 | 943.5 | 943.46 | 943.46 | 938.16 | 885.71 | 885.7 | 795 | 795 | 795.93 | 795.93 | 795.93 | 795.93 | 971.805 | 971.7638 | 971.7638 | 966.3048 | 912.2813 | 912.271 | 818.85 | 818.85 | 819.8079 | 819.8079 | 819.8079 | 819.8079 | 1000.9592 | 1000.9167 | 1000.9167 | 995.2939 | 939.6497 | 939.6391 | 843.4155 | 843.4155 | 844.4021 | 844.4021 | 844.4021 | 844.4021 | 1030.9879 | 1030.9442 | 1030.9442 | 1025.1528 | 967.8392 | 967.8283 | 868.718 | 868.718 | 869.7342 | 869.7342 | 869.7342 | 869.7342 | 1061.9176 | 1061.8725 | 1061.8725 | 1055.9073 | 996.8744 | 996.8632 | 894.7795 | 894.7795 | 895.8262 | 895.8262 | 895.8262 | 895.8262 | 1093.7751 | 1093.7287 | 1093.7287 | 1087.5846 | 1026.7806 | 1026.769 | 921.6229 | 921.6229 | 922.701 | 922.701 | 922.701 | 922.701 | 1126.5883 | 1126.5406 | 1126.5406 | 1120.2121 | 1057.5841 | 1057.5721 | 949.2716 | 949.2716 | 950.382 | 950.382 | 950.382 | 950.382 | 1160.386 | 1160.3368 | 1160.3368 | 1153.8185 | 1089.3116 | 1089.2993 | 977.7497 | 977.7497 | 978.8935 | 978.8935 | 978.8935 | 978.8935 | 1195.1976 | 1195.1469 | 1195.1469 | 1188.433 | 1121.9909 | 1121.9783 | 1007.0822 | 1007.0822 | 1008.2603 | 1008.2603 | 1008.2603 | 1008.2603 | 1231.0535 | 1231.0013 | 1231.0013 | 1224.086 | 1155.6507 | 1155.6376 | 1037.2947 | 1037.2947 | 1038.5081 | 1038.5081 | 1038.5081 | 1038.5081 | 1267.9851 | 1267.9313 | 1267.9313 | 1260.8086 | 1190.3202 | 1190.3067 | 1068.4135 | 1068.4135 | 1069.6634 | 1069.6634 | 1069.6634 | 1069.6634 | 1306.0247 | 1305.9693 | 1305.9693 | 1298.6328 | 1226.0298 | 1226.0159 | 1100.4659 | 1100.4659 | 1101.7533 | 1101.7533 | 1101.7533 | 1101.7533 | 1345.2054 | 1345.1484 | 1345.1484 | 1337.5918 | 1262.8107 | 1262.7964 | 1133.4799 | 1133.4799 | 1134.8059 | 1134.8059 | 1134.8059 | 1134.8059 | 1385.5616 | 1385.5028 | 1385.5028 | 1377.7196 | 1300.695 | 1300.6803 | 1167.4843 | 1167.4843 | 1168.85 | 1168.85 | 1168.85 | 1168.85 | 1427.1284 | 1427.0679 | 1427.0679 | 1419.0512 | 1339.7158 | 1339.7007 | 1202.5088 | 1202.5088 | 1203.9155 | 1203.9155 | 1203.9155 | 1203.9155 | 1469.9423 | 1469.8799 | 1469.8799 | 1461.6227 | 1379.9073 | 1379.8917 | 1238.5841 | 1238.5841 | 1240.033 | 1240.033 | 1240.033 | 1240.033 | 1514.0405 | 1513.9763 | 1513.9763 | 1505.4714 | 1421.3045 | 1421.2885 | 1275.7416 | 1275.7416 | 1277.234 | 1277.234 | 1277.234 | 1277.234 | 1559.4617 | 1559.3956 | 1559.3956 | 1550.6355 | 1463.9437 | 1463.9271 | 1314.0139 | 1314.0139 | 1315.551 | 1315.551 | 1315.551 | 1315.551 | 1606.2456 | 1606.1775 | 1606.1775 | 1597.1546 | 1507.862 | 1507.845 | 1353.4343 | 1353.4343 | 1355.0175 | 1355.0175 | 1355.0175 | 1355.0175 | 1654.433 | 1654.3628 | 1654.3628 | 1645.0692 | 1553.0978
Tarifa comercialización |  | 125.95 | 128.92 | 135.29 | 139 | 147.13 | 154.2 | 159.19 | 156.6 | 160.06 | 154.89 | 153.61 | 151.97 | 132.7 | 133.16 | 121.2 | 119.83 | 151.5439 | 158.826 | 163.9657 | 161.298 | 164.8618 | 159.5367 | 158.2183 | 156.5291 | 136.681 | 137.1548 | 124.836 | 123.4249 | 156.0902 | 163.5908 | 168.8847 | 166.1369 | 169.8077 | 164.3228 | 162.9648 | 161.225 | 140.7814 | 141.2694 | 128.5811 | 127.1276 | 160.7729 | 168.4985 | 173.9512 | 171.121 | 174.9019 | 169.2525 | 167.8538 | 166.0617 | 145.0049 | 145.5075 | 132.4385 | 130.9415 | 165.5961 | 173.5535 | 179.1697 | 176.2547 | 180.1489 | 174.3301 | 172.8894 | 171.0436 | 149.355 | 149.8728 | 136.4117 | 134.8697 | 170.564 | 178.7601 | 184.5448 | 181.5423 | 185.5534 | 179.56 | 178.0761 | 176.1749 | 153.8357 | 154.3689 | 140.504 | 138.9158 | 175.6809 | 184.1229 | 190.0812 | 186.9886 | 191.12 | 184.9468 | 183.4184 | 181.4601 | 158.4507 | 159 | 144.7191 | 143.0833 | 180.9513 | 189.6466 | 195.7836 | 192.5982 | 196.8536 | 190.4952 | 188.9209 | 186.9039 | 163.2043 | 163.77 | 149.0607 | 147.3758 | 186.3799 | 195.3359 | 201.6571 | 198.3762 | 202.7592 | 196.21 | 194.5886 | 192.511 | 168.1004 | 168.6831 | 153.5325 | 151.7971 | 191.9713 | 201.196 | 207.7068 | 204.3275 | 208.842 | 202.0963 | 200.4262 | 198.2864 | 173.1434 | 173.7436 | 158.1385 | 156.351 | 197.7304 | 207.2319 | 213.938 | 210.4573 | 215.1073 | 208.1592 | 206.439 | 204.235 | 178.3377 | 178.9559 | 162.8827 | 161.0415 | 203.6623 | 213.4489 | 220.3562 | 216.771 | 221.5605 | 214.404 | 212.6322 | 210.362 | 183.6878 | 184.3246 | 167.7691 | 165.8727 | 209.7722 | 219.8523 | 226.9669 | 223.2742 | 228.2073 | 220.8361 | 219.0111 | 216.6729 | 189.1985 | 189.8543 | 172.8022 | 170.8489 | 216.0654 | 226.4479 | 233.7759 | 229.9724 | 235.0535 | 227.4612 | 225.5815 | 223.1731 | 194.8744 | 195.5499 | 177.9863 | 175.9744 | 222.5473 | 233.2413 | 240.7892 | 236.8716 | 242.1051 | 234.285 | 232.3489 | 229.8683 | 200.7207 | 201.4164 | 183.3259 | 181.2536 | 229.2237 | 240.2386 | 248.0128 | 243.9777 | 249.3683 | 241.3136 | 239.3194 | 236.7643 | 206.7423 | 207.4589 | 188.8257 | 186.6912 | 236.1005 | 247.4457 | 255.4532 | 251.297 | 256.8493 | 248.553 | 246.499 | 243.8672 | 212.9445 | 213.6827 | 194.4904 | 192.292 | 243.1835 | 254.8691 | 263.1168 | 258.8359 | 264.5548 | 256.0096 | 253.8939 | 251.1833 | 219.3329 | 220.0932 | 200.3251 | 198.0607 | 250.479 | 262.5152 | 271.0103 | 266.601 | 272.4914 | 263.6899 | 261.5107 | 258.7188 | 225.9129 | 226.696 | 206.3349 | 204.0026 | 257.9933 | 270.3906 | 279.1406 | 274.599 | 280.6662 | 271.6006 | 269.3561 | 266.4803
Tarifa Paneles |  | 0 | 0 | 0 | 0 | 0 | 0 | 117.7644 | 117.7644 | 117.7644 | 117.7644 | 117.7644 | 117.7644 | 117.7644 | 117.7644 | 117.7644 | 117.7644 | 117.7644 | 121.2973 | 121.2973 | 121.2973 | 121.2973 | 121.2973 | 121.2973 | 121.2973 | 121.2973 | 121.2973 | 121.2973 | 121.2973 | 121.2973 | 124.9362 | 124.9362 | 124.9362 | 124.9362 | 124.9362 | 124.9362 | 124.9362 | 124.9362 | 124.9362 | 124.9362 | 124.9362 | 124.9362 | 128.6843 | 128.6843 | 128.6843 | 128.6843 | 128.6843 | 128.6843 | 128.6843 | 128.6843 | 128.6843 | 128.6843 | 128.6843 | 128.6843 | 132.5448 | 132.5448 | 132.5448 | 132.5448 | 132.5448 | 132.5448 | 132.5448 | 132.5448 | 132.5448 | 132.5448 | 132.5448 | 132.5448 | 136.5212 | 136.5212 | 136.5212 | 136.5212 | 136.5212 | 136.5212 | 136.5212 | 136.5212 | 136.5212 | 136.5212 | 136.5212 | 136.5212 | 140.6168 | 140.6168 | 140.6168 | 140.6168 | 140.6168 | 140.6168 | 140.6168 | 140.6168 | 140.6168 | 140.6168 | 140.6168 | 140.6168 | 144.8353 | 144.8353 | 144.8353 | 144.8353 | 144.8353 | 144.8353 | 144.8353 | 144.8353 | 144.8353 | 144.8353 | 144.8353 | 144.8353 | 149.1804 | 149.1804 | 149.1804 | 149.1804 | 149.1804 | 149.1804 | 149.1804 | 149.1804 | 149.1804 | 149.1804 | 149.1804 | 149.1804 | 153.6558 | 153.6558 | 153.6558 | 153.6558 | 153.6558 | 153.6558 | 153.6558 | 153.6558 | 153.6558 | 153.6558 | 153.6558 | 153.6558 | 158.2655 | 158.2655 | 158.2655 | 158.2655 | 158.2655 | 158.2655 | 158.2655 | 158.2655 | 158.2655 | 158.2655 | 158.2655 | 158.2655 | 163.0134 | 163.0134 | 163.0134 | 163.0134 | 163.0134 | 163.0134 | 163.0134 | 163.0134 | 163.0134 | 163.0134 | 163.0134 | 163.0134 | 167.9038 | 167.9038 | 167.9038 | 167.9038 | 167.9038 | 167.9038 | 167.9038 | 167.9038 | 167.9038 | 167.9038 | 167.9038 | 167.9038 | 172.941 | 172.941 | 172.941 | 172.941 | 172.941 | 172.941 | 172.941 | 172.941 | 172.941 | 172.941 | 172.941 | 172.941 | 178.1292 | 178.1292 | 178.1292 | 178.1292 | 178.1292 | 178.1292 | 178.1292 | 178.1292 | 178.1292 | 178.1292 | 178.1292 | 178.1292 | 183.4731 | 183.4731 | 183.4731 | 183.4731 | 183.4731 | 183.4731 | 183.4731 | 183.4731 | 183.4731 | 183.4731 | 183.4731 | 183.4731 | 188.9773 | 188.9773 | 188.9773 | 188.9773 | 188.9773 | 188.9773 | 188.9773 | 188.9773 | 188.9773 | 188.9773 | 188.9773 | 188.9773 | 194.6466 | 194.6466 | 194.6466 | 194.6466 | 194.6466 | 194.6466 | 194.6466 | 194.6466 | 194.6466 | 194.6466 | 194.6466 | 194.6466 | 200.486 | 200.486 | 200.486 | 200.486 | 200.486 | 200.486 | 200.486 | 200.486 | 200.486 | 200.486 | 200.486 | 200.486 | 206.5005 | 206.5005 | 206.5005 | 206.5005 | 206.5005 | 206.5005 | 206.5005
Precio Bolsa |  | 572.9533 | 872.3731 | 917.8468 | 918.487 | 759.5354 | 410.9707 | 502.7327 | 400 | 400 | 400 | 400 | 400 | 422.836 | 716.0687 | 750.528 | 543.4588 | 589.6038 | 431.5193 | 527.8694 | 402.7122 | 398.0044 | 400 | 400 | 400 | 443.9778 | 751.8722 | 788.0544 | 570.6318 | 619.0839 | 453.0953 | 554.2628 | 422.8479 | 417.9046 | 400 | 400 | 400 | 466.1767 | 789.4658 | 827.4571 | 599.1634 | 650.0381 | 475.75 | 581.976 | 443.9903 | 438.7998 | 400 | 400 | 400 | 489.4855 | 828.9391 | 868.83 | 629.1215 | 682.54 | 499.5375 | 611.0748 | 466.1898 | 460.7398 | 400 | 400 | 400 | 513.9598 | 870.386 | 912.2715 | 660.5776 | 716.667 | 524.5144 | 641.6285 | 489.4993 | 483.7768 | 416.7269 | 400 | 400 | 539.6578 | 913.9053 | 957.8851 | 693.6065 | 752.5004 | 550.7401 | 673.7099 | 513.9742 | 507.9656 | 437.5632 | 400 | 415.2808 | 566.6407 | 500 | 500 | 728.2868 | 790.1254 | 578.2771 | 707.3954 | 539.6729 | 533.3639 | 459.4414 | 404.5034 | 436.0449 | 594.9727 | 500 | 500 | 764.7012 | 829.6317 | 607.191 | 742.7652 | 566.6566 | 560.0321 | 482.4134 | 424.7286 | 457.8471 | 624.7214 | 500 | 500 | 802.9362 | 871.1133 | 637.5505 | 779.9035 | 594.9894 | 588.0337 | 506.5341 | 445.965 | 480.7395 | 655.9574 | 500 | 500 | 843.083 | 914.6689 | 669.428 | 818.8986 | 624.7389 | 617.4354 | 531.8608 | 468.2633 | 504.7764 | 688.7553 | 500 | 500 | 885.2372 | 500 | 702.8994 | 859.8436 | 655.9758 | 648.3072 | 558.4539 | 491.6764 | 530.0153 | 723.1931 | 500 | 500 | 500 | 500 | 500 | 500 | 500 | 500 | 500 | 500 | 500 | 500 | 500 | 500 | 500 | 500 | 500 | 500 | 500 | 500 | 500 | 500 | 500 | 500 | 500 | 500 | 500 | 500 | 500 | 500 | 500 | 500 | 500 | 500 | 500 | 500 | 500 | 500 | 500 | 500 | 500 | 500 | 500 | 500 | 500 | 500 | 500 | 500 | 500 | 500 | 500 | 500 | 500 | 500 | 500 | 500 | 500 | 500 | 500 | 500 | 500 | 500 | 500 | 500 | 500 | 500 | 500 | 500 | 500 | 500 | 500 | 500 | 500 | 500 | 500 | 500 | 500 | 500 | 500 | 500 | 500 | 500 | 500 | 500 | 500 | 500 | 500 | 500 | 500 | 500 | 500 | 500 | 500 | 500 | 500
Potencia Sistema | 15950 | bar: 2024-08-01
|  | 2024 | 2024 | 2024 | 2024 | 2024 | 2025 | 2025 | 2025 | 2025 | 2025 | 2025 | 2025 | 2025 | 2025 | 2025 | 2025 | 2025 | 2026 | 2026 | 2026 | 2026 | 2026 | 2026 | 2026 | 2026 | 2026 | 2026 | 2026 | 2026 | 2027 | 2027 | 2027 | 2027 | 2027 | 2027 | 2027 | 2027 | 2027 | 2027 | 2027 | 2027 | 2028 | 2028 | 2028 | 2028 | 2028 | 2028 | 2028 | 2028 | 2028 | 2028 | 2028 | 2028 | 2029 | 2029 | 2029 | 2029 | 2029 | 2029 | 2029 | 2029 | 2029 | 2029 | 2029 | 2029 | 2030 | 2030 | 2030 | 2030 | 2030 | 2030 | 2030 | 2030 | 2030 | 2030 | 2030 | 2030 | 2031 | 2031 | 2031 | 2031 | 2031 | 2031 | 2031 | 2031 | 2031 | 2031 | 2031 | 2031 | 2032 | 2032 | 2032 | 2032 | 2032 | 2032 | 2032 | 2032 | 2032 | 2032 | 2032 | 2032 | 2033 | 2033 | 2033 | 2033 | 2033 | 2033 | 2033 | 2033 | 2033 | 2033 | 2033 | 2033 | 2034 | 2034 | 2034 | 2034 | 2034 | 2034 | 2034 | 2034 | 2034 | 2034 | 2034 | 2034 | 2035 | 2035 | 2035 | 2035 | 2035 | 2035 | 2035 | 2035 | 2035 | 2035 | 2035 | 2035 | 2036 | 2036 | 2036 | 2036 | 2036 | 2036 | 2036 | 2036 | 2036 | 2036 | 2036 | 2036 | 2037 | 2037 | 2037 | 2037 | 2037 | 2037 | 2037 | 2037 | 2037 | 2037 | 2037 | 2037 | 2038 | 2038 | 2038 | 2038 | 2038 | 2038 | 2038 | 2038 | 2038 | 2038 | 2038 | 2038 | 2039 | 2039 | 2039 | 2039 | 2039 | 2039 | 2039 | 2039 | 2039 | 2039 | 2039 | 2039 | 2040 | 2040 | 2040 | 2040 | 2040 | 2040 | 2040 | 2040 | 2040 | 2040 | 2040 | 2040 | 2041 | 2041 | 2041 | 2041 | 2041 | 2041 | 2041 | 2041 | 2041 | 2041 | 2041 | 2041 | 2042 | 2042 | 2042 | 2042 | 2042 | 2042 | 2042 | 2042 | 2042 | 2042 | 2042 | 2042 | 2043 | 2043 | 2043 | 2043 | 2043 | 2043 | 2043 | 2043 | 2043 | 2043 | 2043 | 2043 | 2044 | 2044 | 2044 | 2044 | 2044 | 2044 | 2044
Producción | time axis 2024-08-01 to 2044-07-01
Energia Producida | kWh-mes | [6 empty] | 1982.636 | 2360.8296 | 2144.5576 | 2079.2997 | 2090.0679 | 2224.0865 | 2191.452 | 2050.8449 | 1848.9863 | 1767.066 | 1867.9423 | 2146.1897 | 1978.5898 | 2356.0116 | 2140.1809 | 2075.0562 | 2085.8025 | 2219.5476 | 2189.2113 | 2048.7479 | 1847.0957 | 1765.2592 | 1866.0323 | 2143.9952 | 1976.5667 | 2353.6026 | 2137.9926 | 2072.9345 | 2083.6697 | 2217.2781 | 2186.9705 | 2046.6509 | 1845.2051 | 1763.4524 | 1864.1224 | 2141.8008 | 2045.0631 | 2351.1936 | 2135.8043 | 2070.8128 | 2081.537 | 2215.0086 | 2184.7298 | 2044.5539 | 1843.3145 | 1761.6456 | 1862.2124 | 2139.6063 | 1972.5205 | 2348.7846 | 2133.6159 | 2068.691 | 2079.4043 | 2212.7392 | 2173.5261 | 2034.069 | 1833.8616 | 1752.6115 | 1852.6626 | 2128.634 | 1962.4051 | 2336.7395 | 2122.6743 | 2058.0824 | 2068.7407 | 2201.3918 | 2162.3223 | 2023.5842 | 1824.4088 | 1743.5774 | 1843.1128 | 2117.6616 | 1952.2896 | 2324.6945 | 2111.7327 | 2047.4737 | 2058.0771 | 2190.0444 | 2151.1186 | 2013.0993 | 1814.9559 | 1734.5434 | 1833.563 | 2106.6893 | 2011.5374 | 2312.6495 | 2100.7911 | 2036.865 | 2047.4135 | 2178.697 | 2139.9148 | 2002.6144 | 1805.503 | 1725.5093 | 1824.0132 | 2095.7169 | 1932.0586 | 2300.6044 | 2089.8495 | 2026.2563 | 2036.7498 | 2167.3496 | 2128.7111 | 1992.1295 | 1796.0501 | 1716.4752 | 1814.4634 | 2084.7446 | 1921.9431 | 2288.5594 | 2078.9078 | 2015.6477 | 2026.0862 | 2156.0023 | 2106.3036 | 2036.865 | 1777.1443 | 1755.0206 | 1795.3638 | 2062.7999 | 1901.7121 | 2264.4693 | 2057.0246 | 1994.4303 | 2004.759 | 2133.3075 | 2083.8961 | 2015.1962 | 1758.2385 | 1736.3502 | 1776.2642 | 2040.8552 | 1948.6769 | 2240.3792 | 2035.1414 | 1973.213 | 1983.4318 | 2110.6127 | 2061.4886 | 1993.5275 | 1739.3327 | 1717.6797 | 1757.1645 | 2018.9106 | 1861.2502 | 2216.2891 | 2013.2581 | 1951.9956 | 1962.1046 | 2087.918 | 2039.0811 | 1971.8587 | 1720.4269 | 1699.0093 | 1738.0649 | 1996.9659 | 1841.0192 | 2192.199 | 1991.3749 | 1930.7783 | 1940.7773 | 2065.2232 | 2016.6737 | 1950.1899 | 1701.5211 | 1680.3389 | 1718.9653 | 1975.0212 | 1820.7882 | 2168.1089 | 1969.4916 | 1909.561 | 1919.4501 | 2042.5284 | 1994.2662 | 1928.5211 | 1682.6153 | 1661.6684 | 1699.8657 | 1953.0765 | 1864.8628 | 2144.0188 | 1947.6084 | 1888.3436 | 1898.1229 | 2019.8337 | 1971.8587 | 1906.8524 | 1663.7095 | 1642.998 | 1680.7661 | 1931.1318 | 1780.3262 | 2119.9287 | 1925.7252 | 1867.1263 | 1876.7957 | 1997.1389 | 1949.4512 | 1885.1836 | 1644.8037 | 1624.3276 | 1661.6665 | 1909.1872 | 1760.0953 | 2095.8386 | 1903.8419 | 1845.9089 | 1855.4684 | 1974.4442 | 1927.0437 | 1863.5148 | 1625.898 | 1605.6572 | 1642.5669 | 1887.2425 | 1739.8643 | 2071.7485 | 1881.9587 | 1824.6916 | 1834.1412 | 1951.7494 | 1904.6362 | 1841.846 | 1606.9922 | 1586.9867 | 1623.4672 | 1865.2978 | 1781.0488 | 2047.6584 | 1860.0754 | 1803.4742 | 1812.814 | 1929.0546
Consumo Real | KWh-mes | [6 empty] | 2063 | 1931 | 1439 | 1428 | 1562 | 1231 | 1361 | 1712 | 1565 | 2143 | 2131 | 2409 | 2063 | 1931 | 1439 | 1428 | 1562 | 1231 | 1361 | 1712 | 1565 | 2143 | 2131 | 2409 | 2063 | 1931 | 1439 | 1428 | 1562 | 1231 | 1361 | 1712 | 1565 | 2143 | 2131 | 2409 | 2063 | 1931 | 1439 | 1428 | 1562 | 1231 | 1361 | 1712 | 1565 | 2143 | 2131 | 2409 | 2063 | 1931 | 1439 | 1428 | 1562 | 1231 | 1361 | 1712 | 1565 | 2143 | 2131 | 2409 | 2063 | 1931 | 1439 | 1428 | 1562 | 1231 | 1361 | 1712 | 1565 | 2143 | 2131 | 2409 | 2063 | 1931 | 1439 | 1428 | 1562 | 1231 | 1361 | 1712 | 1565 | 2143 | 2131 | 2409 | 2063 | 1931 | 1439 | 1428 | 1562 | 1231 | 1361 | 1712 | 1565 | 2143 | 2131 | 2409 | 2063 | 1931 | 1439 | 1428 | 1562 | 1231 | 1361 | 1712 | 1565 | 2143 | 2131 | 2409 | 2063 | 1931 | 1439 | 1428 | 1562 | 1231 | 1361 | 1712 | 1565 | 2143 | 2131 | 2409 | 2063 | 1931 | 1439 | 1428 | 1562 | 1231 | 1361 | 1712 | 1565 | 2143 | 2131 | 2409 | 2063 | 1931 | 1439 | 1428 | 1562 | 1231 | 1361 | 1712 | 1565 | 2143 | 2131 | 2409 | 2063 | 1931 | 1439 | 1428 | 1562 | 1231 | 1361 | 1712 | 1565 | 2143 | 2131 | 2409 | 2063 | 1931 | 1439 | 1428 | 1562 | 1231 | 1361 | 1712 | 1565 | 2143 | 2131 | 2409 | 2063 | 1931 | 1439 | 1428 | 1562 | 1231 | 1361 | 1712 | 1565 | 2143 | 2131 | 2409 | 2063 | 1931 | 1439 | 1428 | 1562 | 1231 | 1361 | 1712 | 1565 | 2143 | 2131 | 2409 | 2063 | 1931 | 1439 | 1428 | 1562 | 1231 | 1361 | 1712 | 1565 | 2143 | 2131 | 2409 | 2063 | 1931 | 1439 | 1428 | 1562 | 1231 | 1361 | 1712 | 1565 | 2143 | 2131 | 2409 | 2063 | 1931 | 1439 | 1428 | 1562 | 1231 | 1361 | 1712 | 1565 | 2143 | 2131 | 2409 | 2063 | 1931 | 1439 | 1428 | 1562 | 1231
Costo Actual Energía |  |  | 0 | 0 | 0 | 0 | 0 | 0 |  | 1821898.5 | 1357638.94 | 1347260.88 | 1465405.92 | 1090309.01 | 1205437.7 | 1361040 | 1244175 | 1705677.99 | 1696126.83 | 1917395.37 | 1642003.59 | 1876555.455 | 1398368.1082 | 1387678.7064 | 1509368.0976 | 1123018.2803 | 1241600.831 | 1401871.2 | 1281500.25 | 1756848.3297 | 1747010.6349 | 1974917.2311 | 1691263.6977 | 1932852.1187 | 1440319.1514 | 1429309.0676 | 1554649.1405 | 1156708.8287 | 1278848.8559 | 1443927.336 | 1319945.2575 | 1809553.7796 | 1799420.9539 | 2034164.748 | 1742001.6086 | 1990837.6822 | 1483528.726 | 1472188.3396 | 1601288.6147 | 1191410.0936 | 1317214.3216 | 1487245.1561 | 1359543.6152 | 1863840.393 | 1853403.5826 | 2095189.6905 | 1794261.6569 | 2050562.8127 | 1528034.5878 | 1516353.9898 | 1649327.2732 | 1227152.3964 | 1356730.7513 | 1531862.5108 | 1400329.9237 | 1919755.6048 | 1909005.69 | 2158045.3812 | 1848089.5066 | 2112079.6971 | 1573875.6254 | 1561844.6095 | 1698807.0914 | 1263966.9683 | 1397432.6738 | 1577818.3861 | 1442339.8214 | 1977348.2729 | 1966275.8607 | 2222786.7426 | 1903532.1918 | 2175442.088 | 1621091.8942 | 1608699.9478 | 1749771.3041 | 1301885.9773 | 1439355.654 | 1625152.9377 | 1485610.016 | 2036668.7211 | 2025264.1366 | 2289470.3449 | 1960638.1575 | 2240705.3506 | 1669724.651 | 1656960.9462 | 1802264.4432 | 1340942.5566 | 1482536.3236 | 1673907.5258 | 1530178.3165 | 2097768.7827 | 2086022.0607 | 2358154.4552 | 2019457.3023 | 2307926.5111 | 1719816.3905 | 1706669.7746 | 1856332.3765 | 1381170.8333 | 1527012.4133 | 1724124.7516 | 1576083.666 | 2160701.8462 | 2148602.7225 | 2428899.0889 | 2080041.0213 | 2377164.3065 | 1771410.8822 | 1757869.8678 | 1912022.3478 | 1422605.9583 | 1572822.7857 | 1775848.4941 | 1623366.176 | 2225522.9016 | 2213060.8042 | 2501766.0616 | 2142442.252 | 2448479.2357 | 1824553.2087 | 1810605.9639 | 1969383.0183 | 1465284.1371 | 1620007.4693 | 1829123.9489 | 1672067.1613 | 2292288.5886 | 2279452.6283 | 2576819.0434 | 2206715.5195 | 2521933.6127 | 1879289.805 | 1864924.1428 | 2028464.5088 | 1509242.6612 | 1668607.6934 | 1883997.6674 | 1722229.1761 | 2361057.2463 | 2347836.2071 | 2654123.6147 | 2272916.9851 | 2597591.6211 | 1935668.4991 | 1920871.8671 | 2089318.4441 | 1554519.941 | 1718665.9242 | 1940517.5974 | 1773896.0514 | 2431888.9637 | 2418271.2933 | 2733747.3232 | 2341104.4947 | 2675519.3697 | 1993738.5541 | 1978498.0231 | 2151997.9974 | 1601155.5393 | 1770225.9019 | 1998733.1254 | 1827112.9329 | 2504845.6326 | 2490819.4321 | 2815759.7429 | 2411337.6295 | 2755784.9508 | 2053550.7107 | 2037852.9638 | 2216557.9373 | 1649190.2054 | 1823332.679 | 2058695.1191 | 1881926.3209 | 2579991.0016 | 2565544.0151 | 2900232.5351 | 2483677.7584 | 2838458.4994 | 2115157.232 | 2098988.5527 | 2283054.6755 | 1698665.9116 | 1878032.6593 | 2120455.9727 | 1938384.1105 | 2657390.7316 | 2642510.3356 | 2987239.5112 | 2558188.0912 | 2923612.2543 | 2178611.949 | 2161958.2093 | 2351546.3157 | 1749625.889 | 1934373.6391 | 2184069.6519 | 1996535.6339 | 2737112.4536 | 2721785.6456 | 3076856.6965 | 2634933.7339 | 3011320.622 | 2243970.3075 | 2226816.9556 | 2422092.7052 | 1802114.6656 | 1992404.8483 | 2249591.7414 | 2056431.7029 | 2819225.8272 | 2803439.215 | 3169162.3974 | 2713981.7459 | 3101660.2406 | 2311289.4167 | 2293621.4642 | 2494755.4863 | 1856178.1056 | 2052176.9937 | 2317079.4937 | 2118124.654 | 2903802.602 | 2887542.3914 | 3264237.2694 | 2795401.1983 | 3194710.0478 | 2380628.0992 | 2362430.1082 | 2569598.1509
Costo Actual Contribución |  |  | 0 | 0 | 0 | 0 | 0 | 0 |  | 0 | 0 | 0 | 0 | 0 | 0 | 0 | 0 | 0 | 0 | 0 | 0 | 0 | 0 | 0 | 0 | 0 | 0 | 0 | 0 | 0 | 0 | 0 | 0 | 0 | 0 | 0 | 0 | 0 | 0 | 0 | 0 | 0 | 0 | 0 | 0 | 0 | 0 | 0 | 0 | 0 | 0 | 0 | 0 | 0 | 0 | 0 | 0 | 0 | 0 | 0 | 0 | 0 | 0 | 0 | 0 | 0 | 0 | 0 | 0 | 0 | 0 | 0 | 0 | 0 | 0 | 0 | 0 | 0 | 0 | 0 | 0 | 0 | 0 | 0 | 0 | 0 | 0 | 0 | 0 | 0 | 0 | 0 | 0 | 0 | 0 | 0 | 0 | 0 | 0 | 0 | 0 | 0 | 0 | 0 | 0 | 0 | 0 | 0 | 0 | 0 | 0 | 0 | 0 | 0 | 0 | 0 | 0 | 0 | 0 | 0 | 0 | 0 | 0 | 0 | 0 | 0 | 0 | 0 | 0 | 0 | 0 | 0 | 0 | 0 | 0 | 0 | 0 | 0 | 0 | 0 | 0 | 0 | 0 | 0 | 0 | 0 | 0 | 0 | 0 | 0 | 0 | 0 | 0 | 0 | 0 | 0 | 0 | 0 | 0 | 0 | 0 | 0 | 0 | 0 | 0 | 0 | 0 | 0 | 0 | 0 | 0 | 0 | 0 | 0 | 0 | 0 | 0 | 0 | 0 | 0 | 0 | 0 | 0 | 0 | 0 | 0 | 0 | 0 | 0 | 0 | 0 | 0 | 0 | 0 | 0 | 0 | 0 | 0 | 0 | 0 | 0 | 0 | 0 | 0 | 0 | 0 | 0 | 0 | 0 | 0 | 0 | 0 | 0 | 0 | 0 | 0 | 0 | 0 | 0 | 0 | 0 | 0 | 0 | 0 | 0 | 0 | 0 | 0 | 0 | 0 | 0 | 0 | 0 | 0 | 0 | 0 | 0 | 0 | 0 | 0 | 0
Costo Actual Total |  |  | 0 | 0 | 0 | 0 | 0 | 0 |  | 1821898.5 | 1357638.94 | 1347260.88 | 1465405.92 | 1090309.01 | 1205437.7 | 1361040 | 1244175 | 1705677.99 | 1696126.83 | 1917395.37 | 1642003.59 | 1876555.455 | 1398368.1082 | 1387678.7064 | 1509368.0976 | 1123018.2803 | 1241600.831 | 1401871.2 | 1281500.25 | 1756848.3297 | 1747010.6349 | 1974917.2311 | 1691263.6977 | 1932852.1187 | 1440319.1514 | 1429309.0676 | 1554649.1405 | 1156708.8287 | 1278848.8559 | 1443927.336 | 1319945.2575 | 1809553.7796 | 1799420.9539 | 2034164.748 | 1742001.6086 | 1990837.6822 | 1483528.726 | 1472188.3396 | 1601288.6147 | 1191410.0936 | 1317214.3216 | 1487245.1561 | 1359543.6152 | 1863840.393 | 1853403.5826 | 2095189.6905 | 1794261.6569 | 2050562.8127 | 1528034.5878 | 1516353.9898 | 1649327.2732 | 1227152.3964 | 1356730.7513 | 1531862.5108 | 1400329.9237 | 1919755.6048 | 1909005.69 | 2158045.3812 | 1848089.5066 | 2112079.6971 | 1573875.6254 | 1561844.6095 | 1698807.0914 | 1263966.9683 | 1397432.6738 | 1577818.3861 | 1442339.8214 | 1977348.2729 | 1966275.8607 | 2222786.7426 | 1903532.1918 | 2175442.088 | 1621091.8942 | 1608699.9478 | 1749771.3041 | 1301885.9773 | 1439355.654 | 1625152.9377 | 1485610.016 | 2036668.7211 | 2025264.1366 | 2289470.3449 | 1960638.1575 | 2240705.3506 | 1669724.651 | 1656960.9462 | 1802264.4432 | 1340942.5566 | 1482536.3236 | 1673907.5258 | 1530178.3165 | 2097768.7827 | 2086022.0607 | 2358154.4552 | 2019457.3023 | 2307926.5111 | 1719816.3905 | 1706669.7746 | 1856332.3765 | 1381170.8333 | 1527012.4133 | 1724124.7516 | 1576083.666 | 2160701.8462 | 2148602.7225 | 2428899.0889 | 2080041.0213 | 2377164.3065 | 1771410.8822 | 1757869.8678 | 1912022.3478 | 1422605.9583 | 1572822.7857 | 1775848.4941 | 1623366.176 | 2225522.9016 | 2213060.8042 | 2501766.0616 | 2142442.252 | 2448479.2357 | 1824553.2087 | 1810605.9639 | 1969383.0183 | 1465284.1371 | 1620007.4693 | 1829123.9489 | 1672067.1613 | 2292288.5886 | 2279452.6283 | 2576819.0434 | 2206715.5195 | 2521933.6127 | 1879289.805 | 1864924.1428 | 2028464.5088 | 1509242.6612 | 1668607.6934 | 1883997.6674 | 1722229.1761 | 2361057.2463 | 2347836.2071 | 2654123.6147 | 2272916.9851 | 2597591.6211 | 1935668.4991 | 1920871.8671 | 2089318.4441 | 1554519.941 | 1718665.9242 | 1940517.5974 | 1773896.0514 | 2431888.9637 | 2418271.2933 | 2733747.3232 | 2341104.4947 | 2675519.3697 | 1993738.5541 | 1978498.0231 | 2151997.9974 | 1601155.5393 | 1770225.9019 | 1998733.1254 | 1827112.9329 | 2504845.6326 | 2490819.4321 | 2815759.7429 | 2411337.6295 | 2755784.9508 | 2053550.7107 | 2037852.9638 | 2216557.9373 | 1649190.2054 | 1823332.679 | 2058695.1191 | 1881926.3209 | 2579991.0016 | 2565544.0151 | 2900232.5351 | 2483677.7584 | 2838458.4994 | 2115157.232 | 2098988.5527 | 2283054.6755 | 1698665.9116 | 1878032.6593 | 2120455.9727 | 1938384.1105 | 2657390.7316 | 2642510.3356 | 2987239.5112 | 2558188.0912 | 2923612.2543 | 2178611.949 | 2161958.2093 | 2351546.3157 | 1749625.889 | 1934373.6391 | 2184069.6519 | 1996535.6339 | 2737112.4536 | 2721785.6456 | 3076856.6965 | 2634933.7339 | 3011320.622 | 2243970.3075 | 2226816.9556 | 2422092.7052 | 1802114.6656 | 1992404.8483 | 2249591.7414 | 2056431.7029 | 2819225.8272 | 2803439.215 | 3169162.3974 | 2713981.7459 | 3101660.2406 | 2311289.4167 | 2293621.4642 | 2494755.4863 | 1856178.1056 | 2052176.9937 | 2317079.4937 | 2118124.654 | 2903802.602 | 2887542.3914 | 3264237.2694 | 2795401.1983 | 3194710.0478 | 2380628.0992 | 2362430.1082 | 2569598.1509
|  | 2024 | 2025 | 2026 | 2027 | 2028 | 2029 | 2030 | 2031 | 2032 | 2033 | 2034 | 2035 | 2036 | 2037 | 2038 | 2039 | 2040 | 2041 | 2042 | 2043 | 2044
Costo Actual energia |  | 0 | 12598843.94 | 18232335.0482 | 18779305.0996 | 19342684.2526 | 19922964.7802 | 20520653.7236 | 21136273.3353 | 21770361.5354 | 22423472.3815 | 23096176.5529 | 23789061.8495 | 24502733.705 | 25237815.7161 | 25994950.1876 | 26774798.6932 | 27578042.654 | 28405383.9336 | 29257545.4517 | 30135271.8152 | 19454547.2652
Con Paneles | time axis 2024-08-01 to 2044-07-01
Excedentes Tipo 1 | [9 empty] | 125495.703 | 91489.6762 | 88360.6564 | 98135.4313 | 70376.2526 | 70261.3833 | 94985.6335 | 79318.7695 | 71217.2937 | 104835.0129 | 129201.0963 | 135208.6143 | 129260.5741 | 94234.3665 | 91011.4761 | 101079.4942 | 72487.5401 | 72369.2248 | 97835.2025 | 81698.3325 | 73353.8125 | 107980.0633 | 133077.1292 | 139264.8727 | 133138.3913 | 97061.3975 | 93741.8204 | 104111.8791 | 74662.1663 | 74540.3016 | 100770.2586 | 84149.2825 | 75554.4269 | 111219.4652 | 137069.4431 | 143442.8189 | 137132.5431 | 99973.2394 | 96554.075 | 107235.2354 | 76902.0313 | 76776.5106 | 103793.3664 | 86673.761 | 77821.0597 | 114556.0491 | 141181.5264 | 147746.1034 | 141246.5194 | 102972.4366 | 99450.6973 | 110452.2925 | 79209.0923 | 79079.806 | 106907.1674 | 89273.9738 | 80155.6915 | 117992.7306 | 145416.9721 | 152178.4865 | 145483.915 | 106061.6097 | 102434.2182 | 113765.8613 | 81585.365 | 81452.2001 | 110114.3824 | 91952.193 | 82560.3623 | 121532.5125 | 149779.4813 | 156743.8411 | 149848.4324 | 109243.458 | 105507.2447 | 117178.8371 | 84032.926 | 83895.7661 | 113417.8139 | 94710.7588 | 85037.1731 | 125178.4879 | 154272.8657 | 161446.1564 | 154343.8854 | 112520.7617 | 108672.4621 | 120694.2022 | 86553.9138 | 86412.6391 | 116820.3483 | 97552.0816 | 87588.2883 | 128933.8426 | 158901.0517 | 166289.5411 | 158974.2019 | 115896.3846 | 111932.6359 | 124315.0283 | 89150.5312 | 89005.0183 | 120324.9587 | 100478.644 | 90215.937 | 132801.8578 | 163668.0833 | 171278.2273 | 163743.428 | 119373.2761 | 115290.615 | 128044.4791 | 91825.0471 | 91675.1689 | 123934.7075 | 103493.0034 | 92922.4151 | 136785.9136 | 168578.1258 | 176416.5741 | 168655.7308 | 122954.4744 | 118749.3334 | 131885.8135 | 94579.7985 | 94425.4239 | 127652.7487 | 106597.7935 | 95710.0875 | 140889.491 | 173635.4695 | 181709.0713 | 173715.4028 | 126643.1086 | 122311.8134 | 135842.3879 | 97417.1925 | 97258.1866 | 131482.3312 | 109795.7273 | 98581.3901 | 145116.1757 | 178844.5336 | 187160.3435 | 178926.8648 | 130442.4019 | 125981.1679 | 139917.6596 | 100339.7083 | 100175.9322 | 135426.8011 | 113089.5991 | 101538.8319 | 149469.661 | 184209.8696 | 192775.1538 | 184294.6708 | 134355.6739 | 129760.6029 | 144115.1894 | 103349.8995 | 103181.2102 | 139489.6051 | 116482.2871 | 104584.9968 | 153953.7508 | 189736.1657 | 198558.4084 | 189823.5109 | 138386.3441 | 133653.421 | 148438.645 | 106450.3965 | 106276.6465 | 143674.2933 | 119976.7557 | 107722.5467 | 158572.3633 | 195428.2507 | 204515.1607 | 195518.2162 | 142537.9345 | 137663.0236 | 152891.8044 | 109643.9084 | 109464.9459 | 147984.5221 | 123576.0583 | 110954.2231 | 163329.5342 | 201291.0982 | 210650.6155 | 201383.7627 | 146814.0725 | 141792.9143 | 157478.5585 | 112933.2256 | 112748.8943 | 152424.0578 | 127283.3401 | 114282.8498 | 168229.4202 | 207329.8312 | 216970.1339 | 207425.2756 | 151218.4947 | 146046.7017 | 162202.9153 | 116321.2224 | 116131.3611 | 156996.7795 | 131101.8403 | 117711.3353 | 173276.3029 | 213549.7261 | 223479.238 | 213648.0339 | 155755.0495 | 150428.1028 | 167069.0027 | 119810.8591 | 119615.3019 | 161706.6829 | 135034.8955 | 121242.6754 | 178474.5919 | 219956.2179 | 230183.6151 | 220057.4749 | 160427.701 | 154940.9459 | 172081.0728
Contribución por excedentes Tipo 1 | [9 empty] | 0 | 0 | 0 | 0 | 0 | 0 | 0 | 0 | 0 | 0 | 0 | 0 | 0 | 0 | 0 | 0 | 0 | 0 | 0 | 0 | 0 | 0 | 0 | 0 | 0 | 0 | 0 | 0 | 0 | 0 | 0 | 0 | 0 | 0 | 0 | 0 | 0 | 0 | 0 | 0 | 0 | 0 | 0 | 0 | 0 | 0 | 0 | 0 | 0 | 0 | 0 | 0 | 0 | 0 | 0 | 0 | 0 | 0 | 0 | 0 | 0 | 0 | 0 | 0 | 0 | 0 | 0 | 0 | 0 | 0 | 0 | 0 | 0 | 0 | 0 | 0 | 0 | 0 | 0 | 0 | 0 | 0 | 0 | 0 | 0 | 0 | 0 | 0 | 0 | 0 | 0 | 0 | 0 | 0 | 0 | 0 | 0 | 0 | 0 | 0 | 0 | 0 | 0 | 0 | 0 | 0 | 0 | 0 | 0 | 0 | 0 | 0 | 0 | 0 | 0 | 0 | 0 | 0 | 0 | 0 | 0 | 0 | 0 | 0 | 0 | 0 | 0 | 0 | 0 | 0 | 0 | 0 | 0 | 0 | 0 | 0 | 0 | 0 | 0 | 0 | 0 | 0 | 0 | 0 | 0 | 0 | 0 | 0 | 0 | 0 | 0 | 0 | 0 | 0 | 0 | 0 | 0 | 0 | 0 | 0 | 0 | 0 | 0 | 0 | 0 | 0 | 0 | 0 | 0 | 0 | 0 | 0 | 0 | 0 | 0 | 0 | 0 | 0 | 0 | 0 | 0 | 0 | 0 | 0 | 0 | 0 | 0 | 0 | 0 | 0 | 0 | 0 | 0 | 0 | 0 | 0 | 0 | 0 | 0 | 0 | 0 | 0 | 0 | 0 | 0 | 0 | 0 | 0 | 0 | 0 | 0 | 0 | 0 | 0 | 0 | 0 | 0 | 0 | 0 | 0 | 0 | 0 | 0 | 0 | 0 | 0 | 0 | 0 | 0 | 0 | 0 | 0
Importación sin crédito | [9 empty] | 0 | 0 | 0 | 0 | 0 | 0 | 0 | 0 | 296340.9123 | 206335.1176 | 205685.3209 | 63964.0867 | 0 | 0 | 0 | 0 | 0 | 0 | 0 | 0 | 305231.1397 | 212525.1712 | 211855.8805 | 65883.0093 | 0 | 0 | 0 | 0 | 0 | 0 | 0 | 0 | 314388.0739 | 218900.9263 | 218211.5569 | 67859.4996 | 0 | 0 | 0 | 0 | 0 | 0 | 0 | 0 | 323819.7161 | 225467.9541 | 224757.9036 | 69895.2845 | 0 | 0 | 0 | 0 | 0 | 0 | 0 | 0 | 333534.3076 | 232231.9927 | 231500.6407 | 71992.1431 | 0 | 0 | 0 | 0 | 0 | 0 | 0 | 0 | 343540.3368 | 239198.9525 | 238445.6599 | 74151.9074 | 0 | 0 | 0 | 0 | 0 | 0 | 0 | 0 | 353846.5469 | 246374.9211 | 245599.0297 | 76376.4646 | 0 | 0 | 0 | 0 | 0 | 0 | 0 | 0 | 364461.9433 | 253766.1687 | 252967.0006 | 78667.7585 | 0 | 0 | 0 | 0 | 0 | 0 | 0 | 0 | 375395.8016 | 261379.1538 | 260556.0107 | 81027.7913 | 0 | 0 | 0 | 0 | 0 | 0 | 0 | 0 | 386657.6756 | 269220.5284 | 268372.691 | 83458.625 | 0 | 0 | 0 | 0 | 0 | 0 | 0 | 0 | 398257.4059 | 277297.1442 | 276423.8717 | 85962.3838 | 0 | 0 | 0 | 0 | 0 | 0 | 0 | 0 | 410205.1281 | 285616.0586 | 284716.5879 | 88541.2553 | 0 | 0 | 0 | 0 | 0 | 0 | 0 | 0 | 422511.2819 | 294184.5403 | 293258.0855 | 91197.493 | 0 | 0 | 0 | 0 | 0 | 0 | 0 | 0 | 435186.6204 | 303010.0765 | 302055.8281 | 93933.4177 | 0 | 0 | 0 | 0 | 0 | 0 | 0 | 0 | 448242.219 | 312100.3788 | 311117.5029 | 96751.4203 | 0 | 0 | 0 | 0 | 0 | 0 | 0 | 0 | 461689.4856 | 321463.3902 | 320451.028 | 99653.9629 | 0 | 0 | 0 | 0 | 0 | 0 | 0 | 0 | 475540.1701 | 331107.2919 | 330064.5588 | 102643.5818 | 0 | 0 | 0 | 0 | 0 | 0 | 0 | 0 | 489806.3752 | 341040.5106 | 339966.4956 | 105722.8892 | 0 | 0 | 0 | 0 | 0 | 0 | 0 | 0 | 504500.5665 | 351271.726 | 350165.4905 | 108894.5759 | 0 | 0 | 0 | 0
Contribución Importación sin crédito | [9 empty] | 0 | 0 | 0 | 0 | 0 | 0 | 0 | 0 | 0 | 0 | 0 | 0 | 0 | 0 | 0 | 0 | 0 | 0 | 0 | 0 | 0 | 0 | 0 | 0 | 0 | 0 | 0 | 0 | 0 | 0 | 0 | 0 | 0 | 0 | 0 | 0 | 0 | 0 | 0 | 0 | 0 | 0 | 0 | 0 | 0 | 0 | 0 | 0 | 0 | 0 | 0 | 0 | 0 | 0 | 0 | 0 | 0 | 0 | 0 | 0 | 0 | 0 | 0 | 0 | 0 | 0 | 0 | 0 | 0 | 0 | 0 | 0 | 0 | 0 | 0 | 0 | 0 | 0 | 0 | 0 | 0 | 0 | 0 | 0 | 0 | 0 | 0 | 0 | 0 | 0 | 0 | 0 | 0 | 0 | 0 | 0 | 0 | 0 | 0 | 0 | 0 | 0 | 0 | 0 | 0 | 0 | 0 | 0 | 0 | 0 | 0 | 0 | 0 | 0 | 0 | 0 | 0 | 0 | 0 | 0 | 0 | 0 | 0 | 0 | 0 | 0 | 0 | 0 | 0 | 0 | 0 | 0 | 0 | 0 | 0 | 0 | 0 | 0 | 0 | 0 | 0 | 0 | 0 | 0 | 0 | 0 | 0 | 0 | 0 | 0 | 0 | 0 | 0 | 0 | 0 | 0 | 0 | 0 | 0 | 0 | 0 | 0 | 0 | 0 | 0 | 0 | 0 | 0 | 0 | 0 | 0 | 0 | 0 | 0 | 0 | 0 | 0 | 0 | 0 | 0 | 0 | 0 | 0 | 0 | 0 | 0 | 0 | 0 | 0 | 0 | 0 | 0 | 0 | 0 | 0 | 0 | 0 | 0 | 0 | 0 | 0 | 0 | 0 | 0 | 0 | 0 | 0 | 0 | 0 | 0 | 0 | 0 | 0 | 0 | 0 | 0 | 0 | 0 | 0 | 0 | 0 | 0 | 0 | 0 | 0 | 0 | 0 | 0 | 0 | 0 | 0 | 0
Excedentes Tipo 2 | [9 empty] | -171931.8592 | -282223.0276 | -260519.8828 | -195537.9501 | -397234.6136 | -353039.9717 | -245639.3783 | -215977.5264 | 0 | 0 | 0 | 0 | -173097.6641 | -280814.9899 | -260519.8828 | -195537.9501 | -397234.6136 | -370691.9703 | -257921.3472 | -226776.4027 | 0 | 0 | 0 | 0 | -181752.5473 | -294855.7394 | -260519.8828 | -195537.9501 | -397234.6136 | -389226.5688 | -270817.4145 | -238115.2229 | 0 | 0 | 0 | 0 | -190840.1746 | -309598.5264 | -260519.8828 | -195537.9501 | -397234.6136 | -408687.8972 | -284358.2853 | -250020.984 | 0 | 0 | 0 | 0 | -200382.1834 | -325078.4527 | -260519.8828 | -195537.9501 | -397234.6136 | -429122.2921 | -298576.1995 | -262522.0332 | 0 | 0 | 0 | 0 | -210401.2925 | -341332.3753 | -271414.0883 | -195537.9501 | -397234.6136 | -450578.4067 | -313505.0095 | -275648.1349 | 0 | 0 | 0 | 0 | -220921.3572 | -358398.9941 | -284984.7927 | -195537.9501 | -412409.7961 | -473107.327 | -171519.416 | -143883.7198 | 0 | 0 | 0 | 0 | -231967.425 | -376318.9438 | -299234.0323 | -197739.4257 | -433030.2859 | -496762.6934 | -171519.416 | -143883.7198 | 0 | 0 | 0 | 0 | -243565.7963 | -395134.891 | -314195.7339 | -207626.397 | -454681.8002 | -521600.828 | -171519.416 | -143883.7198 | 0 | 0 | 0 | 0 | -255744.0861 | -414891.6355 | -329905.5206 | -218007.7168 | -477415.8902 | -547680.8694 | -171519.416 | -143883.7198 | 0 | 0 | 0 | 0 | -268531.2904 | -435636.2173 | -346400.7967 | -228908.1027 | -501286.6847 | -575064.9129 | -171519.416 | -143883.7198 | 0 | 0 | 0 | 0 | -281957.8549 | -457418.0282 | -363720.8365 | -240353.5078 | -526351.0189 | -603818.1585 | -171519.416 | -143883.7198 | 0 | 0 | 0 | 0 | -214914.824 | -352778.7845 | -325649.8536 | -244422.4376 | -496543.267 | -417466.7699 | -171519.416 | -143883.7198 | 0 | 0 | 0 | 0 | -214914.824 | -352778.7845 | -325649.8536 | -244422.4376 | -496543.267 | -417466.7699 | -171519.416 | -143883.7198 | 0 | 0 | 0 | 0 | -214914.824 | -352778.7845 | -325649.8536 | -244422.4376 | -496543.267 | -417466.7699 | -171519.416 | -143883.7198 | 0 | 0 | 0 | 0 | -214914.824 | -352778.7845 | -325649.8536 | -244422.4376 | -496543.267 | -417466.7699 | -171519.416 | -143883.7198 | 0 | 0 | 0 | 0 | -214914.824 | -352778.7845 | -325649.8536 | -244422.4376 | -496543.267 | -417466.7699 | -171519.416 | -143883.7198 | 0 | 0 | 0 | 0 | -214914.824 | -352778.7845 | -325649.8536 | -244422.4376 | -496543.267 | -417466.7699 | -171519.416 | -143883.7198 | 0 | 0 | 0 | 0 | -214914.824 | -352778.7845 | -325649.8536 | -244422.4376 | -496543.267 | -417466.7699 | -171519.416 | -143883.7198 | 0 | 0 | 0 | 0 | -214914.824 | -352778.7845 | -325649.8536 | -244422.4376
Contribución por excedentes Tipo 2
Costo Generación Paneles | [9 empty] | 278021.6346 | 252552.4878 | 244867.4363 | 246135.5461 | 261918.1668 | 258074.9863 | 241516.4707 | 217744.719 | 208097.4337 | 219977.0636 | 260327.0348 | 239997.6239 | 285777.8708 | 259598.1868 | 251698.738 | 253002.2256 | 269225.1492 | 265545.4391 | 248507.607 | 224047.7384 | 214121.1948 | 226344.7024 | 267862.6773 | 246944.7944 | 294050.2343 | 267112.7314 | 258984.6186 | 260325.838 | 277018.3639 | 273231.8516 | 255700.8466 | 230532.9688 | 220319.0938 | 232896.4201 | 275616.164 | 263167.54 | 302561.7396 | 274844.5104 | 266481.1233 | 267861.1653 | 285036.8688 | 281140.458 | 263102.0238 | 237205.67 | 226696.1578 | 239637.5306 | 283593.7835 | 261447.43 | 311319.2899 | 282799.7946 | 274194.332 | 275614.3189 | 293287.1675 | 288089.6734 | 269605.3661 | 243068.9075 | 232299.6218 | 245560.8788 | 290603.6401 | 267909.8742 | 319014.4642 | 289790.0254 | 280971.8534 | 282426.9395 | 300536.6247 | 295202.8153 | 276262.1172 | 249070.4543 | 238035.2671 | 251623.9541 | 297778.8537 | 274524.7623 | 326891.1615 | 296945.1503 | 287909.2513 | 289400.2644 | 307957.0908 | 302483.4651 | 283075.6284 | 255213.3318 | 243905.9814 | 257829.8091 | 305123.0368 | 291341.69 | 334953.3477 | 304268.7716 | 295010.0183 | 296537.8046 | 315552.302 | 309935.2713 | 290049.3145 | 261500.6186 | 249914.7069 | 264181.5539 | 312639.8699 | 288225.2548 | 343205.0629 | 311764.5596 | 302277.713 | 303843.137 | 323326.0644 | 317561.9507 | 297186.6536 | 267935.4506 | 256064.4405 | 270682.3565 | 320333.1024 | 295317.7087 | 351650.4231 | 319436.2529 | 309715.9604 | 311319.9053 | 331282.2555 | 323645.7692 | 312976.1284 | 273068.5297 | 269669.0993 | 275868.0606 | 326470.0102 | 300975.3743 | 358387.3049 | 325555.979 | 315649.4662 | 317284.1393 | 337628.9261 | 329808.8109 | 318935.993 | 278268.4517 | 274804.2875 | 281121.2928 | 332686.8327 | 317660.5251 | 365211.9142 | 331755.3961 | 321660.2379 | 323326.0394 | 344058.2429 | 336050.354 | 324971.7709 | 283534.6074 | 280004.8848 | 286441.4377 | 338982.8416 | 312511.056 | 372123.4515 | 338033.7778 | 327747.5715 | 329444.8978 | 350569.4526 | 342369.5618 | 331082.6531 | 288866.2907 | 285270.194 | 291827.7822 | 345357.1929 | 318387.6226 | 379120.9904 | 344390.2825 | 333910.6508 | 335639.8942 | 357161.6826 | 348765.4767 | 337267.7137 | 294262.694 | 290599.4174 | 297279.51 | 351808.9207 | 324335.5232 | 386203.4704 | 350823.9471 | 340148.5421 | 341910.09 | 363833.9338 | 355237.0138 | 343525.9035 | 299722.9017 | 295991.651 | 302795.6964 | 358336.9306 | 342152.0972 | 393369.6904 | 357333.6804 | 346460.1872 | 348254.4217 | 370585.0746 | 361782.9543 | 349856.0437 | 305245.8855 | 301445.8792 | 308375.3025 | 364939.9932 | 336441.1665 | 400618.3004 | 363918.256 | 352844.3974 | 354671.6942 | 377413.8332 | 368401.9379 | 356256.8191 | 310830.4978 | 306960.9686 | 314017.1688 | 371616.7362 | 342596.5105 | 407947.7943 | 370576.306 | 359299.8461 | 361160.574 | 384318.7909 | 375092.4559 | 362726.7705 | 316475.4654 | 312535.6621 | 319720.0094 | 378365.6379 | 348818.3782 | 415356.5014 | 377306.3124 | 365825.0617 | 367719.5822 | 391298.3735 | 381852.8431 | 369264.2879 | 322179.3837 | 318168.5722 | 325482.4049 | 385185.0186 | 367787.5504 | 422842.5778 | 384106.6006 | 372418.4203 | 374347.0863
Total Costo del SFV |  | 0 | 0 | 0 | 0 | 0 | 0 | 0 | 0 | 231585.4784 | 61819.1364 | 72708.2098 | 148733.0274 | -64940.1942 | -24703.602 | 90862.726 | 81085.9621 | 575655.6397 | 531147.1942 | 595213.452 | 439170.3249 | 241940.7809 | 73017.5633 | 82190.3313 | 158543.7697 | -55521.9243 | -32777.3063 | 88421.4623 | 78969.6682 | 592706.147 | 546849.9368 | 612795.687 | 452092.6764 | 245436.0784 | 69318.3895 | 92206.5562 | 168899.767 | -45554.0834 | -41454.4156 | 85653.6907 | 76567.0284 | 610261.5946 | 563016.8116 | 630897.164 | 474469.8585 | 248854.108 | 65219.2234 | 102515.3154 | 179558.4506 | -35295.7134 | -50770.9286 | 82537.1049 | 73858.447 | 628336.9335 | 579661.5338 | 649533.2135 | 479088.818 | 252183.6259 | 60693.7785 | 113125.1464 | 190528.6613 | -24738.3538 | -61952.8127 | 77936.334 | 69820.8482 | 645989.6208 | 595785.6021 | 667521.253 | 492080.5038 | 254097.0866 | 54519.2598 | 111991.9833 | 200654.8507 | -15112.6238 | -73923.3912 | 72871.49 | 65374.5125 | 664135.9661 | 612355.4191 | 686003.9949 | 505420.5108 | 255818.2367 | 47789.6142 | 108431.7033 | 211041.1515 | -20419.7793 | -86728.0958 | 224974.0263 | 206040.3708 | 682789.7014 | 629383.2181 | 704994.9323 | 529164.311 | 257329.808 | 40470.5895 | 104448.448 | 219492.5812 | -30924.0701 | -100414.7829 | 235350.2468 | 215168.9804 | 701964.9385 | 646881.5651 | 724507.9223 | 533182.5544 | 258613.4686 | 32526.0531 | 100014.615 | 220531.7683 | -42205.2046 | -115033.859 | 245992.1964 | 224530.3748 | 721676.1791 | 664863.3681 | 744557.1963 | 547623.7273 | 259649.765 | 23917.8935 | 95101.0548 | 221356.6676 | -54308.5875 | -132359.9314 | 265391.4199 | 232677.8133 | 749249.19 | 681874.5026 | 763420.8269 | 560850.5735 | 258511.7454 | 12874.2361 | 87998.0029 | 220261.8501 | -69077.96 | -150830.678 | 275069.3257 | 240982.5254 | 768771.7809 | 699307.928 | 782746.174 | 585331.9802 | 256969.4621 | 980.4765 | 80251.2149 | 218814.9195 | -84875.5835 | -170509.6179 | 284934.6861 | 249446.6148 | 788791.403 | 717173.672 | 802543.9631 | 588212.6548 | 336135.4923 | 115697.3951 | 128078.8858 | 224940.1197 | -45634.106 | 25078.7241 | 294990.0382 | 258072.17 | 809320.3078 | 735481.9834 | 822825.148 | 602360.2693 | 348500.8371 | 125967.1719 | 138021.4001 | 235332.646 | -36031.6849 | 34479.917 | 305237.9028 | 266861.2612 | 830371.0346 | 754243.3373 | 843600.9144 | 616827.3494 | 361112.1573 | 136431.5068 | 148152.1095 | 245926.2975 | -26258.9367 | 44046.8904 | 315680.7808 | 275815.9376 | 851956.4168 | 773468.4386 | 864882.6842 | 643418.6782 | 373973.0825 | 147092.8303 | 158473.3573 | 256723.7885 | -16314.284 | 53781.1303 | 326321.1498 | 284938.2241 | 874089.5879 | 793168.2269 | 886682.1194 | 646745.7448 | 387087.2391 | 157953.544 | 168987.4582 | 267727.8151 | -6196.2081 | 63684.0623 | 337161.4608 | 294230.1181 | 896783.9885 | 813353.881 | 909011.1262 | 662210.2262 | 400458.2458 | 169016.0161 | 179696.6943 | 278941.0517 | 4096.7463 | 73757.0471 | 348204.134 | 303693.5859 | 920053.3726 | 834036.8229 | 931881.8596 | 678020.5054 | 414089.7112 | 180282.5774 | 190603.3109 | 290366.1473 | 14565.9656 | 84001.3752 | 359451.5548 | 313330.5594 | 943911.8141 | 855228.7228 | 955306.7269 | 706865.7414 | 427985.2287 | 191755.5171 | 201709.5127 | 302005.7215
|  | 2024 | 2025 | 2026 | 2027 | 2028 | 2029 | 2030 | 2031 | 2032 | 2033 | 2034 | 2035 | 2036 | 2037 | 2038 | 2039 | 2040 | 2041 | 2042 | 2043 | 2044
Costo de energía con SFV |  | 0 | 1172806.3834 | 2793021.4632 | 2873072.9061 | 2963196.7749 | 3031870.4139 | 3089996.4928 | 3433516.854 | 3506429.2007 | 3551217.6336 | 3617719.5769 | 3650706.7314 | 3692189.6577 | 4254609.3169 | 4409407.8867 | 4567534.761 | 4740848.6677 | 4894015.5692 | 5062492.1273 | 5234542.2037 | 3640857.171
Flujo de caja neto |  | 0 | 0 | 0 | 0 | 0 | 0 | 0 | 0 | 1590313.0216 | 1295819.8036 | 1274552.6702 | 1316672.8926 | 1155249.2042 | 1230141.302 | 1270177.274 | 1163089.0379 | 1130022.3503 | 1164979.6358 | 1322181.918 | 1202833.2651 | 1634614.6741 | 1325350.5449 | 1305488.3751 | 1350824.3279 | 1178540.2046 | 1274378.1373 | 1313449.7377 | 1202530.5818 | 1164142.1827 | 1200160.6981 | 1362121.5441 | 1239171.0213 | 1687416.0403 | 1371000.762 | 1337102.5114 | 1385749.3735 | 1202262.9121 | 1320303.2715 | 1358273.6453 | 1243378.2291 | 1199292.185 | 1236404.1424 | 1403267.5841 | 1267531.7501 | 1741983.5742 | 1418309.5026 | 1369673.0242 | 1421730.1641 | 1226705.807 | 1367985.2502 | 1404708.0512 | 1285685.1683 | 1235503.4594 | 1273742.0487 | 1445656.477 | 1315172.8389 | 1798379.1867 | 1467340.8093 | 1403228.8434 | 1458798.6119 | 1251890.7502 | 1418683.564 | 1453926.1768 | 1330509.0755 | 1273765.9839 | 1313220.0879 | 1490524.1282 | 1356009.0028 | 1857982.6105 | 1519356.3656 | 1449852.6262 | 1498152.2407 | 1279079.5921 | 1471356.065 | 1504946.896 | 1376965.3089 | 1313212.3068 | 1353920.4416 | 1536782.7477 | 1398111.681 | 1919623.8512 | 1573302.28 | 1500268.2445 | 1538730.1527 | 1322305.7566 | 1526083.7498 | 1400178.9114 | 1279569.6452 | 1353879.0197 | 1395880.9185 | 1584475.4126 | 1431473.8466 | 1983375.5426 | 1629254.0615 | 1552512.4982 | 1582771.8621 | 1371866.6268 | 1582951.1066 | 1438557.279 | 1315009.3361 | 1395803.8442 | 1439140.4955 | 1633646.5329 | 1486274.7478 | 2049313.0425 | 1687290.3374 | 1606655.1596 | 1635800.6082 | 1423376.0379 | 1642046.2723 | 1478132.5552 | 1351553.2912 | 1439025.6671 | 1483739.3544 | 1684341.8926 | 1532417.294 | 2117514.5414 | 1747492.9887 | 1662768.8131 | 1690665.6802 | 1476914.5459 | 1705182.7172 | 1510457.0742 | 1390688.3627 | 1476273.7116 | 1531186.3016 | 1738345.2346 | 1581591.6785 | 2189967.4903 | 1811678.9726 | 1722607.9609 | 1749121.1682 | 1534362.0971 | 1770838.1474 | 1554054.6232 | 1431084.6359 | 1523516.8077 | 1580144.7002 | 1794072.8694 | 1621383.5393 | 2264964.1506 | 1878309.3284 | 1784672.9279 | 1809649.5893 | 1594118.2447 | 1839117.3113 | 1599062.9813 | 1472782.5613 | 1572265.8433 | 1630662.5351 | 1851579.6516 | 1684704.3303 | 2261456.1288 | 1819971.104 | 1792792.9813 | 1864378.3244 | 1600154.0471 | 1693587.2001 | 1645527.5592 | 1515823.8814 | 1622568.6559 | 1682789.3099 | 1910922.1752 | 1738744.2253 | 2327018.5326 | 1867771.3822 | 1840476.623 | 1916665.3515 | 1637187.2241 | 1735745.985 | 1693495.2225 | 1560251.6717 | 1674474.598 | 1736576.0949 | 1972158.8284 | 1794510.2801 | 2394672.7936 | 1917119.204 | 1889700.8543 | 1970631.6399 | 1675449.1421 | 1779285.7885 | 1743014.3383 | 1606110.3833 | 1728034.5848 | 1792075.5765 | 2035349.8509 | 1840259.0802 | 2464485.4168 | 1968064.4017 | 1940515.1954 | 2026330.887 | 1714980.1956 | 1824251.529 | 1794134.8229 | 1653445.8865 | 1783301.1437 | 1849342.1086 | 2100557.3918 | 1911442.3463 | 2536525.0153 | 2020658.405 | 1992970.7511 | 2083818.5006 | 1755822.097 | 1870689.5768 | 1846908.191 | 1702305.5158 | 1840328.465 | 1908431.7647 | 2167845.5703 | 1972723.5077 | 2610862.3761 | 2074954.2913 | 2047120.2613 | 2143151.6535 | 1798017.9193 | 1918647.8012 | 1901387.6074 | 1752738.117 | 1899172.4546 | 1969402.3921 | 2237280.5379 | 2035961.2405 | 2687570.5294 | 2131006.8392 | 2103018.1533 | 2204389.339 | 1841612.14 | 1968175.6186 | 1957627.9389 | 1804794.0946 | 1959890.7879 | 2032313.6686 | 2308930.5425 | 2088535.4569 | 2766724.8192 | 2188872.5821 | 2160720.5955 | 2267592.4295
Flujo de caja acumulado |  | 0 | 0 | 0 | 0 | 0 | 0 | 0 | 0 | 1590313.0216 | 2886132.8253 | 4160685.4954 | 5477358.3881 | 6632607.5922 | 7862748.8943 | 9132926.1683 | 10296015.2062 | 11426037.5566 | 12591017.1924 | 13913199.1104 | 15116032.3755 | 16750647.0497 | 18075997.5945 | 19381485.9697 | 20732310.2975 | 21910850.5021 | 23185228.6394 | 24498678.3771 | 25701208.9588 | 26865351.1415 | 28065511.8396 | 29427633.3838 | 30666804.405 | 32354220.4453 | 33725221.2073 | 35062323.7187 | 36448073.0921 | 37650336.0042 | 38970639.2757 | 40328912.921 | 41572291.1501 | 42771583.3351 | 44007987.4775 | 45411255.0616 | 46678786.8117 | 48420770.3859 | 49839079.8885 | 51208752.9127 | 52630483.0768 | 53857188.8838 | 55225174.134 | 56629882.1852 | 57915567.3534 | 59151070.8129 | 60424812.8616 | 61870469.3386 | 63185642.1775 | 64984021.3643 | 66451362.1736 | 67854591.0169 | 69313389.6288 | 70565280.379 | 71983963.9429 | 73437890.1197 | 74768399.1953 | 76042165.1792 | 77355385.2671 | 78845909.3954 | 80201918.3982 | 82059901.0086 | 83579257.3743 | 85029110.0004 | 86527262.2411 | 87806341.8332 | 89277697.8982 | 90782644.7943 | 92159610.1032 | 93472822.41 | 94826742.8516 | 96363525.5993 | 97761637.2803 | 99681261.1315 | 101254563.4115 | 102754831.656 | 104293561.8087 | 105615867.5653 | 107141951.3151 | 108542130.2264 | 109821699.8716 | 111175578.8913 | 112571459.8098 | 114155935.2224 | 115587409.0689 | 117570784.6115 | 119200038.673 | 120752551.1712 | 122335323.0333 | 123707189.6601 | 125290140.7666 | 126728698.0457 | 128043707.3818 | 129439511.226 | 130878651.7215 | 132512298.2545 | 133998573.0023 | 136047886.0449 | 137735176.3822 | 139341831.5418 | 140977632.1501 | 142401008.188 | 144043054.4603 | 145521187.0155 | 146872740.3067 | 148311765.9738 | 149795505.3282 | 151479847.2208 | 153012264.5149 | 155129779.0563 | 156877272.045 | 158540040.8581 | 160230706.5383 | 161707621.0842 | 163412803.8014 | 164923260.8756 | 166313949.2383 | 167790222.9499 | 169321409.2515 | 171059754.4861 | 172641346.1646 | 174831313.6549 | 176642992.6275 | 178365600.5884 | 180114721.7566 | 181649083.8537 | 183419922.0011 | 184973976.6243 | 186405061.2602 | 187928578.0679 | 189508722.7682 | 191302795.6376 | 192924179.1769 | 195189143.3276 | 197067452.656 | 198852125.5839 | 200661775.1733 | 202255893.418 | 204095010.7293 | 205694073.7106 | 207166856.2719 | 208739122.1152 | 210369784.6503 | 212221364.302 | 213906068.6323 | 216167524.7611 | 217987495.865 | 219780288.8464 | 221644667.1707 | 223244821.2178 | 224938408.4179 | 226583935.9771 | 228099759.8585 | 229722328.5144 | 231405117.8243 | 233316039.9994 | 235054784.2248 | 237381802.7574 | 239249574.1396 | 241090050.7625 | 243006716.114 | 244643903.3381 | 246379649.3231 | 248073144.5456 | 249633396.2173 | 251307870.8153 | 253044446.9102 | 255016605.7386 | 256811116.0187 | 259205788.8123 | 261122908.0162 | 263012608.8705 | 264983240.5104 | 266658689.6525 | 268437975.4411 | 270180989.7794 | 271787100.1627 | 273515134.7475 | 275307210.3241 | 277342560.175 | 279182819.2552 | 281647304.6721 | 283615369.0738 | 285555884.2692 | 287582215.1561 | 289297195.3518 | 291121446.8808 | 292915581.7036 | 294569027.5901 | 296352328.7338 | 298201670.8425 | 300302228.2343 | 302213670.5807 | 304750195.5959 | 306770854.0009 | 308763824.752 | 310847643.2526 | 312603465.3496 | 314474154.9264 | 316321063.1175 | 318023368.6333 | 319863697.0983 | 321772128.863 | 323939974.4333 | 325912697.941 | 328523560.3171 | 330598514.6084 | 332645634.8697 | 334788786.5232 | 336586804.4425 | 338505452.2437 | 340406839.8511 | 342159577.9681 | 344058750.4227 | 346028152.8148 | 348265433.3527 | 350301394.5932 | 352988965.1227 | 355119971.9619 | 357222990.1152 | 359427379.4543 | 361268991.5942 | 363237167.2128 | 365194795.1517 | 366999589.2463 | 368959480.0342 | 370991793.7028 | 373300724.2453 | 375389259.7022 | 378155984.5214 | 380344857.1034 | 382505577.6989 | 384773170.1284
|  | 2024 | 2025 | 2026 | 2027 | 2028 | 2029 | 2030 | 2031 | 2032 | 2033 | 2034 | 2035 | 2036 | 2037 | 2038 | 2039 | 2040 | 2041 | 2042 | 2043 | 2044
Flujo caja neto |  | 0 | 11426037.5566 | 15439313.585 | 15906232.1935 | 16379487.4778 | 16891094.3663 | 17430657.2308 | 17702756.4813 | 18263932.3347 | 18872254.7478 | 19478456.976 | 20138355.1181 | 20810544.0473 | 20983206.3992 | 21585542.3009 | 22207263.9322 | 22837193.9863 | 23511368.3645 | 24195053.3244 | 24900729.6115 | 15813690.0942
Flujo acumulado |  | 0 | 11426037.5566 | 26865351.1415 | 42771583.3351 | 59151070.8129 | 76042165.1792 | 93472822.41 | 111175578.8913 | 129439511.226 | 148311765.9738 | 167790222.9499 | 187928578.0679 | 208739122.1152 | 229722328.5144 | 251307870.8153 | 273515134.7475 | 296352328.7338 | 319863697.0983 | 344058750.4227 | 368959480.0342 | 384773170.1284
Costo Energía | VPN 5 años
Situación Actual | 64444283.1751
ESFV PPA | 9175444.372
Ahorro | 55268838.8031
VPN | 43331751.452
% de Ahorro | 85.76%
Valores Corrientes | 5 años | 2024: 10 años
Situación Actual | 109396786.8443 | 2024: 197823070.6494
Costo ESF | 15923964.4343 | 2024: 30032847.6995
Ahorro | 93472822.41 | 2024: 167790222.9499
% ahorro | 85.44% | 2024: 84.82%

## Análisis cliente financiamiento
Contribución | 20%
PPA
 | time axis 2024-08-01 to 2044-12-01
Tarifa CU |  | 807.28 | 855.04 | 854.84 | 907.23 | 907.2 | 907.22 | 943.46 | 943.5 | 943.46 | 943.46 | 938.16 | 885.71 | 885.7 | 795 | 795 | 795.93 | 795.93 | 795.93 | 795.93 | 971.805 | 971.7638 | 971.7638 | 966.3048 | 912.2813 | 912.271 | 818.85 | 818.85 | 819.8079 | 819.8079 | 819.8079 | 819.8079 | 1000.9592 | 1000.9167 | 1000.9167 | 995.2939 | 939.6497 | 939.6391 | 843.4155 | 843.4155 | 844.4021 | 844.4021 | 844.4021 | 844.4021 | 1030.9879 | 1030.9442 | 1030.9442 | 1025.1528 | 967.8392 | 967.8283 | 868.718 | 868.718 | 869.7342 | 869.7342 | 869.7342 | 869.7342 | 1061.9176 | 1061.8725 | 1061.8725 | 1055.9073 | 996.8744 | 996.8632 | 894.7795 | 894.7795 | 895.8262 | 895.8262 | 895.8262 | 895.8262 | 1093.7751 | 1093.7287 | 1093.7287 | 1087.5846 | 1026.7806 | 1026.769 | 921.6229 | 921.6229 | 922.701 | 922.701 | 922.701 | 922.701 | 1126.5883 | 1126.5406 | 1126.5406 | 1120.2121 | 1057.5841 | 1057.5721 | 949.2716 | 949.2716 | 950.382 | 950.382 | 950.382 | 950.382 | 1160.386 | 1160.3368 | 1160.3368 | 1153.8185 | 1089.3116 | 1089.2993 | 977.7497 | 977.7497 | 978.8935 | 978.8935 | 978.8935 | 978.8935 | 1195.1976 | 1195.1469 | 1195.1469 | 1188.433 | 1121.9909 | 1121.9783 | 1007.0822 | 1007.0822 | 1008.2603 | 1008.2603 | 1008.2603 | 1008.2603 | 1231.0535 | 1231.0013 | 1231.0013 | 1224.086 | 1155.6507 | 1155.6376 | 1037.2947 | 1037.2947 | 1038.5081 | 1038.5081 | 1038.5081 | 1038.5081 | 1267.9851 | 1267.9313 | 1267.9313 | 1260.8086 | 1190.3202 | 1190.3067 | 1068.4135 | 1068.4135 | 1069.6634 | 1069.6634 | 1069.6634 | 1069.6634 | 1306.0247 | 1305.9693 | 1305.9693 | 1298.6328 | 1226.0298 | 1226.0159 | 1100.4659 | 1100.4659 | 1101.7533 | 1101.7533 | 1101.7533 | 1101.7533 | 1345.2054 | 1345.1484 | 1345.1484 | 1337.5918 | 1262.8107 | 1262.7964 | 1133.4799 | 1133.4799 | 1134.8059 | 1134.8059 | 1134.8059 | 1134.8059 | 1385.5616 | 1385.5028 | 1385.5028 | 1377.7196 | 1300.695 | 1300.6803 | 1167.4843 | 1167.4843 | 1168.85 | 1168.85 | 1168.85 | 1168.85 | 1427.1284 | 1427.0679 | 1427.0679 | 1419.0512 | 1339.7158 | 1339.7007 | 1202.5088 | 1202.5088 | 1203.9155 | 1203.9155 | 1203.9155 | 1203.9155 | 1469.9423 | 1469.8799 | 1469.8799 | 1461.6227 | 1379.9073 | 1379.8917 | 1238.5841 | 1238.5841 | 1240.033 | 1240.033 | 1240.033 | 1240.033 | 1514.0405 | 1513.9763 | 1513.9763 | 1505.4714 | 1421.3045 | 1421.2885 | 1275.7416 | 1275.7416 | 1277.234 | 1277.234 | 1277.234 | 1277.234 | 1559.4617 | 1559.3956 | 1559.3956 | 1550.6355 | 1463.9437 | 1463.9271 | 1314.0139 | 1314.0139 | 1315.551 | 1315.551 | 1315.551 | 1315.551 | 1606.2456 | 1606.1775 | 1606.1775 | 1597.1546 | 1507.862 | 1507.845 | 1353.4343 | 1353.4343 | 1355.0175 | 1355.0175 | 1355.0175 | 1355.0175 | 1654.433 | 1654.3628 | 1654.3628 | 1645.0692 | 1553.0978 | 1553.0803 | 1394.0373 | 1394.0373 | 1395.6681 | 1395.6681
Tarifa comercialización |  | 125.95 | 128.92 | 135.29 | 139 | 147.13 | 154.2 | 159.19 | 156.6 | 160.06 | 154.89 | 153.61 | 151.97 | 132.7 | 133.16 | 121.2 | 119.83 | 151.5439 | 158.826 | 163.9657 | 161.298 | 164.8618 | 159.5367 | 158.2183 | 156.5291 | 136.681 | 137.1548 | 124.836 | 123.4249 | 156.0902 | 163.5908 | 168.8847 | 166.1369 | 169.8077 | 164.3228 | 162.9648 | 161.225 | 140.7814 | 141.2694 | 128.5811 | 127.1276 | 160.7729 | 168.4985 | 173.9512 | 171.121 | 174.9019 | 169.2525 | 167.8538 | 166.0617 | 145.0049 | 145.5075 | 132.4385 | 130.9415 | 165.5961 | 173.5535 | 179.1697 | 176.2547 | 180.1489 | 174.3301 | 172.8894 | 171.0436 | 149.355 | 149.8728 | 136.4117 | 134.8697 | 170.564 | 178.7601 | 184.5448 | 181.5423 | 185.5534 | 179.56 | 178.0761 | 176.1749 | 153.8357 | 154.3689 | 140.504 | 138.9158 | 175.6809 | 184.1229 | 190.0812 | 186.9886 | 191.12 | 184.9468 | 183.4184 | 181.4601 | 158.4507 | 159 | 144.7191 | 143.0833 | 180.9513 | 189.6466 | 195.7836 | 192.5982 | 196.8536 | 190.4952 | 188.9209 | 186.9039 | 163.2043 | 163.77 | 149.0607 | 147.3758 | 186.3799 | 195.3359 | 201.6571 | 198.3762 | 202.7592 | 196.21 | 194.5886 | 192.511 | 168.1004 | 168.6831 | 153.5325 | 151.7971 | 191.9713 | 201.196 | 207.7068 | 204.3275 | 208.842 | 202.0963 | 200.4262 | 198.2864 | 173.1434 | 173.7436 | 158.1385 | 156.351 | 197.7304 | 207.2319 | 213.938 | 210.4573 | 215.1073 | 208.1592 | 206.439 | 204.235 | 178.3377 | 178.9559 | 162.8827 | 161.0415 | 203.6623 | 213.4489 | 220.3562 | 216.771 | 221.5605 | 214.404 | 212.6322 | 210.362 | 183.6878 | 184.3246 | 167.7691 | 165.8727 | 209.7722 | 219.8523 | 226.9669 | 223.2742 | 228.2073 | 220.8361 | 219.0111 | 216.6729 | 189.1985 | 189.8543 | 172.8022 | 170.8489 | 216.0654 | 226.4479 | 233.7759 | 229.9724 | 235.0535 | 227.4612 | 225.5815 | 223.1731 | 194.8744 | 195.5499 | 177.9863 | 175.9744 | 222.5473 | 233.2413 | 240.7892 | 236.8716 | 242.1051 | 234.285 | 232.3489 | 229.8683 | 200.7207 | 201.4164 | 183.3259 | 181.2536 | 229.2237 | 240.2386 | 248.0128 | 243.9777 | 249.3683 | 241.3136 | 239.3194 | 236.7643 | 206.7423 | 207.4589 | 188.8257 | 186.6912 | 236.1005 | 247.4457 | 255.4532 | 251.297 | 256.8493 | 248.553 | 246.499 | 243.8672 | 212.9445 | 213.6827 | 194.4904 | 192.292 | 243.1835 | 254.8691 | 263.1168 | 258.8359 | 264.5548 | 256.0096 | 253.8939 | 251.1833 | 219.3329 | 220.0932 | 200.3251 | 198.0607 | 250.479 | 262.5152 | 271.0103 | 266.601 | 272.4914 | 263.6899 | 261.5107 | 258.7188 | 225.9129 | 226.696 | 206.3349 | 204.0026 | 257.9933 | 270.3906 | 279.1406 | 274.599 | 280.6662 | 271.6006 | 269.3561 | 266.4803 | 232.6903 | 233.4969 | 212.5249 | 210.1226 | 265.7331
Tarifa Paneles |  | 0 | 0 | 0 | 0 | 0 | 0 | 117.7644 | 117.7644 | 117.7644 | 117.7644 | 117.7644 | 117.7644 | 117.7644 | 117.7644 | 117.7644 | 117.7644 | 117.7644 | 121.2973 | 121.2973 | 121.2973 | 121.2973 | 121.2973 | 121.2973 | 121.2973 | 121.2973 | 121.2973 | 121.2973 | 121.2973 | 121.2973 | 124.9362 | 124.9362 | 124.9362 | 124.9362 | 124.9362 | 124.9362 | 124.9362 | 124.9362 | 124.9362 | 124.9362 | 124.9362 | 124.9362 | 128.6843 | 128.6843 | 128.6843 | 128.6843 | 128.6843 | 128.6843 | 128.6843 | 128.6843 | 128.6843 | 128.6843 | 128.6843 | 128.6843 | 132.5448 | 132.5448 | 132.5448 | 132.5448 | 132.5448 | 132.5448 | 132.5448 | 132.5448 | 132.5448 | 132.5448 | 132.5448 | 132.5448 | 136.5212 | 136.5212 | 136.5212 | 136.5212 | 136.5212 | 136.5212 | 136.5212 | 136.5212 | 136.5212 | 136.5212 | 136.5212 | 136.5212 | 140.6168 | 140.6168 | 140.6168 | 140.6168 | 140.6168 | 140.6168 | 140.6168 | 140.6168 | 140.6168 | 140.6168 | 140.6168 | 140.6168 | 144.8353 | 144.8353 | 144.8353 | 144.8353 | 144.8353 | 144.8353 | 144.8353 | 144.8353 | 144.8353 | 144.8353 | 144.8353 | 144.8353 | 149.1804 | 149.1804 | 149.1804 | 149.1804 | 149.1804 | 149.1804 | 149.1804 | 149.1804 | 149.1804 | 149.1804 | 149.1804 | 149.1804 | 153.6558 | 153.6558 | 153.6558 | 153.6558 | 153.6558 | 153.6558 | 153.6558 | 153.6558 | 153.6558 | 153.6558 | 153.6558 | 153.6558 | 158.2655 | 158.2655 | 158.2655 | 158.2655 | 158.2655 | 158.2655 | 158.2655 | 158.2655 | 158.2655 | 158.2655 | 158.2655 | 158.2655 | 163.0134 | 163.0134 | 163.0134 | 163.0134 | 163.0134 | 163.0134 | 163.0134 | 163.0134 | 163.0134 | 163.0134 | 163.0134 | 163.0134 | 167.9038 | 167.9038 | 167.9038 | 167.9038 | 167.9038 | 167.9038 | 167.9038 | 167.9038 | 167.9038 | 167.9038 | 167.9038 | 167.9038 | 172.941 | 172.941 | 172.941 | 172.941 | 172.941 | 172.941 | 172.941 | 172.941 | 172.941 | 172.941 | 172.941 | 172.941 | 178.1292 | 178.1292 | 178.1292 | 178.1292 | 178.1292 | 178.1292 | 178.1292 | 178.1292 | 178.1292 | 178.1292 | 178.1292 | 178.1292 | 183.4731 | 183.4731 | 183.4731 | 183.4731 | 183.4731 | 183.4731 | 183.4731 | 183.4731 | 183.4731 | 183.4731 | 183.4731 | 183.4731 | 188.9773 | 188.9773 | 188.9773 | 188.9773 | 188.9773 | 188.9773 | 188.9773 | 188.9773 | 188.9773 | 188.9773 | 188.9773 | 188.9773 | 194.6466 | 194.6466 | 194.6466 | 194.6466 | 194.6466 | 194.6466 | 194.6466 | 194.6466 | 194.6466 | 194.6466 | 194.6466 | 194.6466 | 200.486 | 200.486 | 200.486 | 200.486 | 200.486 | 200.486 | 200.486 | 200.486 | 200.486 | 200.486 | 200.486 | 200.486 | 206.5005 | 206.5005 | 206.5005 | 206.5005 | 206.5005 | 206.5005 | 206.5005 | 206.5005 | 206.5005 | 206.5005 | 206.5005 | 206.5005
Precio Bolsa |  | 572.9533 | 872.3731 | 917.8468 | 918.487 | 759.5354 | 410.9707 | 502.7327 | 400 | 400 | 400 | 400 | 400 | 422.836 | 716.0687 | 750.528 | 543.4588 | 589.6038 | 431.5193 | 527.8694 | 402.7122 | 398.0044 | 400 | 400 | 400 | 443.9778 | 751.8722 | 788.0544 | 570.6318 | 619.0839 | 453.0953 | 554.2628 | 422.8479 | 417.9046 | 400 | 400 | 400 | 466.1767 | 789.4658 | 827.4571 | 599.1634 | 650.0381 | 475.75 | 581.976 | 443.9903 | 438.7998 | 400 | 400 | 400 | 489.4855 | 828.9391 | 868.83 | 629.1215 | 682.54 | 499.5375 | 611.0748 | 466.1898 | 460.7398 | 400 | 400 | 400 | 513.9598 | 870.386 | 912.2715 | 660.5776 | 716.667 | 524.5144 | 641.6285 | 489.4993 | 483.7768 | 416.7269 | 400 | 400 | 539.6578 | 913.9053 | 957.8851 | 693.6065 | 752.5004 | 550.7401 | 673.7099 | 513.9742 | 507.9656 | 437.5632 | 400 | 415.2808 | 566.6407 | 500 | 500 | 728.2868 | 790.1254 | 578.2771 | 707.3954 | 539.6729 | 533.3639 | 459.4414 | 404.5034 | 436.0449 | 594.9727 | 500 | 500 | 764.7012 | 829.6317 | 607.191 | 742.7652 | 566.6566 | 560.0321 | 482.4134 | 424.7286 | 457.8471 | 624.7214 | 500 | 500 | 802.9362 | 871.1133 | 637.5505 | 779.9035 | 594.9894 | 588.0337 | 506.5341 | 445.965 | 480.7395 | 655.9574 | 500 | 500 | 843.083 | 914.6689 | 669.428 | 818.8986 | 624.7389 | 617.4354 | 531.8608 | 468.2633 | 504.7764 | 688.7553 | 500 | 500 | 885.2372 | 500 | 702.8994 | 859.8436 | 655.9758 | 648.3072 | 558.4539 | 491.6764 | 530.0153 | 723.1931 | 500 | 500 | 500 | 500 | 500 | 500 | 500 | 500 | 500 | 500 | 500 | 500 | 500 | 500 | 500 | 500 | 500 | 500 | 500 | 500 | 500 | 500 | 500 | 500 | 500 | 500 | 500 | 500 | 500 | 500 | 500 | 500 | 500 | 500 | 500 | 500 | 500 | 500 | 500 | 500 | 500 | 500 | 500 | 500 | 500 | 500 | 500 | 500 | 500 | 500 | 500 | 500 | 500 | 500 | 500 | 500 | 500 | 500 | 500 | 500 | 500 | 500 | 500 | 500 | 500 | 500 | 500 | 500 | 500 | 500 | 500 | 500 | 500 | 500 | 500 | 500 | 500 | 500 | 500 | 500 | 500 | 500 | 500 | 500 | 500 | 500 | 500 | 500 | 500 | 500 | 500 | 500 | 500 | 500 | 500 | 500 | 500 | 500 | 500 | 500
Potencia Sistema | 15950 | bar: 2024-08-01
|  | 2024 | 2024 | 2024 | 2024 | 2024 | 2025 | 2025 | 2025 | 2025 | 2025 | 2025 | 2025 | 2025 | 2025 | 2025 | 2025 | 2025 | 2026 | 2026 | 2026 | 2026 | 2026 | 2026 | 2026 | 2026 | 2026 | 2026 | 2026 | 2026 | 2027 | 2027 | 2027 | 2027 | 2027 | 2027 | 2027 | 2027 | 2027 | 2027 | 2027 | 2027 | 2028 | 2028 | 2028 | 2028 | 2028 | 2028 | 2028 | 2028 | 2028 | 2028 | 2028 | 2028 | 2029 | 2029 | 2029 | 2029 | 2029 | 2029 | 2029 | 2029 | 2029 | 2029 | 2029 | 2029 | 2030 | 2030 | 2030 | 2030 | 2030 | 2030 | 2030 | 2030 | 2030 | 2030 | 2030 | 2030 | 2031 | 2031 | 2031 | 2031 | 2031 | 2031 | 2031 | 2031 | 2031 | 2031 | 2031 | 2031 | 2032 | 2032 | 2032 | 2032 | 2032 | 2032 | 2032 | 2032 | 2032 | 2032 | 2032 | 2032 | 2033 | 2033 | 2033 | 2033 | 2033 | 2033 | 2033 | 2033 | 2033 | 2033 | 2033 | 2033 | 2034 | 2034 | 2034 | 2034 | 2034 | 2034 | 2034 | 2034 | 2034 | 2034 | 2034 | 2034 | 2035 | 2035 | 2035 | 2035 | 2035 | 2035 | 2035 | 2035 | 2035 | 2035 | 2035 | 2035 | 2036 | 2036 | 2036 | 2036 | 2036 | 2036 | 2036 | 2036 | 2036 | 2036 | 2036 | 2036 | 2037 | 2037 | 2037 | 2037 | 2037 | 2037 | 2037 | 2037 | 2037 | 2037 | 2037 | 2037 | 2038 | 2038 | 2038 | 2038 | 2038 | 2038 | 2038 | 2038 | 2038 | 2038 | 2038 | 2038 | 2039 | 2039 | 2039 | 2039 | 2039 | 2039 | 2039 | 2039 | 2039 | 2039 | 2039 | 2039 | 2040 | 2040 | 2040 | 2040 | 2040 | 2040 | 2040 | 2040 | 2040 | 2040 | 2040 | 2040 | 2041 | 2041 | 2041 | 2041 | 2041 | 2041 | 2041 | 2041 | 2041 | 2041 | 2041 | 2041 | 2042 | 2042 | 2042 | 2042 | 2042 | 2042 | 2042 | 2042 | 2042 | 2042 | 2042 | 2042 | 2043 | 2043 | 2043 | 2043 | 2043 | 2043 | 2043 | 2043 | 2043 | 2043 | 2043 | 2043 | 2044 | 2044 | 2044 | 2044 | 2044 | 2044 | 2044 | 2044 | 2044 | 2044 | 2044 | 2044
Producción | time axis 2024-08-01 to 2044-12-01
Energia Producida | kWh-mes | [16 empty] | 1867.9423 | 2146.1897 | 1978.5898 | 2356.0116 | 2140.1809 | 2075.0562 | 2085.8025 | 2219.5476 | 2189.2113 | 2048.7479 | 1847.0957 | 1765.2592 | 1866.0323 | 2143.9952 | 1976.5667 | 2353.6026 | 2137.9926 | 2072.9345 | 2083.6697 | 2217.2781 | 2186.9705 | 2046.6509 | 1845.2051 | 1763.4524 | 1864.1224 | 2141.8008 | 2045.0631 | 2351.1936 | 2135.8043 | 2070.8128 | 2081.537 | 2215.0086 | 2184.7298 | 2044.5539 | 1843.3145 | 1761.6456 | 1862.2124 | 2139.6063 | 1972.5205 | 2348.7846 | 2133.6159 | 2068.691 | 2079.4043 | 2212.7392 | 2173.5261 | 2034.069 | 1833.8616 | 1752.6115 | 1852.6626 | 2128.634 | 1962.4051 | 2336.7395 | 2122.6743 | 2058.0824 | 2068.7407 | 2201.3918 | 2162.3223 | 2023.5842 | 1824.4088 | 1743.5774 | 1843.1128 | 2117.6616 | 1952.2896 | 2324.6945 | 2111.7327 | 2047.4737 | 2058.0771 | 2190.0444 | 2151.1186 | 2013.0993 | 1814.9559 | 1734.5434 | 1833.563 | 2106.6893 | 2011.5374 | 2312.6495 | 2100.7911 | 2036.865 | 2047.4135 | 2178.697 | 2139.9148 | 2002.6144 | 1805.503 | 1725.5093 | 1824.0132 | 2095.7169 | 1932.0586 | 2300.6044 | 2089.8495 | 2026.2563 | 2036.7498 | 2167.3496 | 2128.7111 | 1992.1295 | 1796.0501 | 1716.4752 | 1814.4634 | 2084.7446 | 1921.9431 | 2288.5594 | 2078.9078 | 2015.6477 | 2026.0862 | 2156.0023 | 2106.3036 | 2036.865 | 1777.1443 | 1755.0206 | 1795.3638 | 2062.7999 | 1901.7121 | 2264.4693 | 2057.0246 | 1994.4303 | 2004.759 | 2133.3075 | 2083.8961 | 2015.1962 | 1758.2385 | 1736.3502 | 1776.2642 | 2040.8552 | 1948.6769 | 2240.3792 | 2035.1414 | 1973.213 | 1983.4318 | 2110.6127 | 2061.4886 | 1993.5275 | 1739.3327 | 1717.6797 | 1757.1645 | 2018.9106 | 1861.2502 | 2216.2891 | 2013.2581 | 1951.9956 | 1962.1046 | 2087.918 | 2039.0811 | 1971.8587 | 1720.4269 | 1699.0093 | 1738.0649 | 1996.9659 | 1841.0192 | 2192.199 | 1991.3749 | 1930.7783 | 1940.7773 | 2065.2232 | 2016.6737 | 1950.1899 | 1701.5211 | 1680.3389 | 1718.9653 | 1975.0212 | 1820.7882 | 2168.1089 | 1969.4916 | 1909.561 | 1919.4501 | 2042.5284 | 1994.2662 | 1928.5211 | 1682.6153 | 1661.6684 | 1699.8657 | 1953.0765 | 1864.8628 | 2144.0188 | 1947.6084 | 1888.3436 | 1898.1229 | 2019.8337 | 1971.8587 | 1906.8524 | 1663.7095 | 1642.998 | 1680.7661 | 1931.1318 | 1780.3262 | 2119.9287 | 1925.7252 | 1867.1263 | 1876.7957 | 1997.1389 | 1949.4512 | 1885.1836 | 1644.8037 | 1624.3276 | 1661.6665 | 1909.1872 | 1760.0953 | 2095.8386 | 1903.8419 | 1845.9089 | 1855.4684 | 1974.4442 | 1927.0437 | 1863.5148 | 1625.898 | 1605.6572 | 1642.5669 | 1887.2425 | 1739.8643 | 2071.7485 | 1881.9587 | 1824.6916 | 1834.1412 | 1951.7494 | 1904.6362 | 1841.846 | 1606.9922 | 1586.9867 | 1623.4672 | 1865.2978 | 1781.0488 | 2047.6584 | 1860.0754 | 1803.4742 | 1812.814 | 1929.0546 | 1887.082 | 1829.1144 | 1599.5867 | 1583.3301 | 1623.4672
Consumo Real | KWh-mes | [27 empty] | 2143 | 2131 | 2409 | 2063 | 1931 | 1439 | 1428 | 1562 | 1231 | 1361 | 1712 | 1565 | 2143 | 2131 | 2409 | 2063 | 1931 | 1439 | 1428 | 1562 | 1231 | 1361 | 1712 | 1565 | 2143 | 2131 | 2409 | 2063 | 1931 | 1439 | 1428 | 1562 | 1231 | 1361 | 1712 | 1565 | 2143 | 2131 | 2409 | 2063 | 1931 | 1439 | 1428 | 1562 | 1231 | 1361 | 1712 | 1565 | 2143 | 2131 | 2409 | 2063 | 1931 | 1439 | 1428 | 1562 | 1231 | 1361 | 1712 | 1565 | 2143 | 2131 | 2409 | 2063 | 1931 | 1439 | 1428 | 1562 | 1231 | 1361 | 1712 | 1565 | 2143 | 2131 | 2409 | 2063 | 1931 | 1439 | 1428 | 1562 | 1231 | 1361 | 1712 | 1565 | 2143 | 2131 | 2409 | 2063 | 1931 | 1439 | 1428 | 1562 | 1231 | 1361 | 1712 | 1565 | 2143 | 2131 | 2409 | 2063 | 1931 | 1439 | 1428 | 1562 | 1231 | 1361 | 1712 | 1565 | 2143 | 2131 | 2409 | 2063 | 1931 | 1439 | 1428 | 1562 | 1231 | 1361 | 1712 | 1565 | 2143 | 2131 | 2409 | 2063 | 1931 | 1439 | 1428 | 1562 | 1231 | 1361 | 1712 | 1565 | 2143 | 2131 | 2409 | 2063 | 1931 | 1439 | 1428 | 1562 | 1231 | 1361 | 1712 | 1565 | 2143 | 2131 | 2409 | 2063 | 1931 | 1439 | 1428 | 1562 | 1231 | 1361 | 1712 | 1565 | 2143 | 2131 | 2409 | 2063 | 1931 | 1439 | 1428 | 1562 | 1231 | 1361 | 1712 | 1565 | 2143 | 2131 | 2409 | 2063 | 1931 | 1439 | 1428 | 1562 | 1231 | 1361 | 1712 | 1565 | 2143 | 2131 | 2409 | 2063 | 1931 | 1439 | 1428 | 1562 | 1231 | 1361 | 1712 | 1565 | 2143 | 2131 | 2409 | 2063 | 1931 | 1439 | 1428 | 1562 | 1231 | 1361 | 1712 | 1565 | 2143 | 2131 | 2409 | 2063 | 1931 | 1439 | 1428 | 1562 | 1231 | 1361 | 1712 | 1565 | 2143 | 2131
Costo Actual Energía |  |  | 0 | 0 | 0 | 0 | 0 | [21 empty] | 1756848.3297 | 1747010.6349 | 1974917.2311 | 1691263.6977 | 1932852.1187 | 1440319.1514 | 1429309.0676 | 1554649.1405 | 1156708.8287 | 1278848.8559 | 1443927.336 | 1319945.2575 | 1809553.7796 | 1799420.9539 | 2034164.748 | 1742001.6086 | 1990837.6822 | 1483528.726 | 1472188.3396 | 1601288.6147 | 1191410.0936 | 1317214.3216 | 1487245.1561 | 1359543.6152 | 1863840.393 | 1853403.5826 | 2095189.6905 | 1794261.6569 | 2050562.8127 | 1528034.5878 | 1516353.9898 | 1649327.2732 | 1227152.3964 | 1356730.7513 | 1531862.5108 | 1400329.9237 | 1919755.6048 | 1909005.69 | 2158045.3812 | 1848089.5066 | 2112079.6971 | 1573875.6254 | 1561844.6095 | 1698807.0914 | 1263966.9683 | 1397432.6738 | 1577818.3861 | 1442339.8214 | 1977348.2729 | 1966275.8607 | 2222786.7426 | 1903532.1918 | 2175442.088 | 1621091.8942 | 1608699.9478 | 1749771.3041 | 1301885.9773 | 1439355.654 | 1625152.9377 | 1485610.016 | 2036668.7211 | 2025264.1366 | 2289470.3449 | 1960638.1575 | 2240705.3506 | 1669724.651 | 1656960.9462 | 1802264.4432 | 1340942.5566 | 1482536.3236 | 1673907.5258 | 1530178.3165 | 2097768.7827 | 2086022.0607 | 2358154.4552 | 2019457.3023 | 2307926.5111 | 1719816.3905 | 1706669.7746 | 1856332.3765 | 1381170.8333 | 1527012.4133 | 1724124.7516 | 1576083.666 | 2160701.8462 | 2148602.7225 | 2428899.0889 | 2080041.0213 | 2377164.3065 | 1771410.8822 | 1757869.8678 | 1912022.3478 | 1422605.9583 | 1572822.7857 | 1775848.4941 | 1623366.176 | 2225522.9016 | 2213060.8042 | 2501766.0616 | 2142442.252 | 2448479.2357 | 1824553.2087 | 1810605.9639 | 1969383.0183 | 1465284.1371 | 1620007.4693 | 1829123.9489 | 1672067.1613 | 2292288.5886 | 2279452.6283 | 2576819.0434 | 2206715.5195 | 2521933.6127 | 1879289.805 | 1864924.1428 | 2028464.5088 | 1509242.6612 | 1668607.6934 | 1883997.6674 | 1722229.1761 | 2361057.2463 | 2347836.2071 | 2654123.6147 | 2272916.9851 | 2597591.6211 | 1935668.4991 | 1920871.8671 | 2089318.4441 | 1554519.941 | 1718665.9242 | 1940517.5974 | 1773896.0514 | 2431888.9637 | 2418271.2933 | 2733747.3232 | 2341104.4947 | 2675519.3697 | 1993738.5541 | 1978498.0231 | 2151997.9974 | 1601155.5393 | 1770225.9019 | 1998733.1254 | 1827112.9329 | 2504845.6326 | 2490819.4321 | 2815759.7429 | 2411337.6295 | 2755784.9508 | 2053550.7107 | 2037852.9638 | 2216557.9373 | 1649190.2054 | 1823332.679 | 2058695.1191 | 1881926.3209 | 2579991.0016 | 2565544.0151 | 2900232.5351 | 2483677.7584 | 2838458.4994 | 2115157.232 | 2098988.5527 | 2283054.6755 | 1698665.9116 | 1878032.6593 | 2120455.9727 | 1938384.1105 | 2657390.7316 | 2642510.3356 | 2987239.5112 | 2558188.0912 | 2923612.2543 | 2178611.949 | 2161958.2093 | 2351546.3157 | 1749625.889 | 1934373.6391 | 2184069.6519 | 1996535.6339 | 2737112.4536 | 2721785.6456 | 3076856.6965 | 2634933.7339 | 3011320.622 | 2243970.3075 | 2226816.9556 | 2422092.7052 | 1802114.6656 | 1992404.8483 | 2249591.7414 | 2056431.7029 | 2819225.8272 | 2803439.215 | 3169162.3974 | 2713981.7459 | 3101660.2406 | 2311289.4167 | 2293621.4642 | 2494755.4863 | 1856178.1056 | 2052176.9937 | 2317079.4937 | 2118124.654 | 2903802.602 | 2887542.3914 | 3264237.2694 | 2795401.1983 | 3194710.0478 | 2380628.0992 | 2362430.1082 | 2569598.1509 | 1911863.4488 | 2113742.3036 | 2386591.8785 | 2181668.3936 | 2990916.6801 | 2974168.6632
Costo Actual Contribución |  |  | 0 | 0 | 0 | 0 | 0 | 0 | [20 empty] | 351369.6659 | 349402.127 | 394983.4462 | 338252.7395 | 386570.4237 | 288063.8303 | 285861.8135 | 310929.8281 | 231341.7657 | 255769.7712 | 288785.4672 | 263989.0515 | 361910.7559 | 359884.1908 | 406832.9496 | 348400.3217 | 398167.5364 | 296705.7452 | 294437.6679 | 320257.7229 | 238282.0187 | 263442.8643 | 297449.0312 | 271908.723 | 372768.0786 | 370680.7165 | 419037.9381 | 358852.3314 | 410112.5625 | 305606.9176 | 303270.798 | 329865.4546 | 245430.4793 | 271346.1503 | 306372.5022 | 280065.9847 | 383951.121 | 381801.138 | 431609.0762 | 369617.9013 | 422415.9394 | 314775.1251 | 312368.9219 | 339761.4183 | 252793.3937 | 279486.5348 | 315563.6772 | 288467.9643 | 395469.6546 | 393255.1721 | 444557.3485 | 380706.4384 | 435088.4176 | 324218.3788 | 321739.9896 | 349954.2608 | 260377.1955 | 287871.1308 | 325030.5875 | 297122.0032 | 407333.7442 | 405052.8273 | 457894.069 | 392127.6315 | 448141.0701 | 333944.9302 | 331392.1892 | 360452.8886 | 268188.5113 | 296507.2647 | 334781.5052 | 306035.6633 | 419553.7565 | 417204.4121 | 471630.891 | 403891.4605 | 461585.3022 | 343963.2781 | 341333.9549 | 371266.4753 | 276234.1667 | 305402.4827 | 344824.9503 | 315216.7332 | 432140.3692 | 429720.5445 | 485779.8178 | 416008.2043 | 475432.8613 | 354282.1764 | 351573.9736 | 382404.4696 | 284521.1917 | 314564.5571 | 355169.6988 | 324673.2352 | 445104.5803 | 442612.1608 | 500353.2123 | 428488.4504 | 489695.8471 | 364910.6417 | 362121.1928 | 393876.6037 | 293056.8274 | 324001.4939 | 365824.7898 | 334413.4323 | 458457.7177 | 455890.5257 | 515363.8087 | 441343.1039 | 504386.7225 | 375857.961 | 372984.8286 | 405692.9018 | 301848.5322 | 333721.5387 | 376799.5335 | 344445.8352 | 472211.4493 | 469567.2414 | 530824.7229 | 454583.397 | 519518.3242 | 387133.6998 | 384174.3734 | 417863.6888 | 310903.9882 | 343733.1848 | 388103.5195 | 354779.2103 | 486377.7927 | 483654.2587 | 546749.4646 | 468220.8989 | 535103.8739 | 398747.7108 | 395699.6046 | 430399.5995 | 320231.1079 | 354045.1804 | 399746.6251 | 365422.5866 | 500969.1265 | 498163.8864 | 563151.9486 | 482267.5259 | 551156.9902 | 410710.1421 | 407570.5928 | 443311.5875 | 329838.0411 | 364666.5358 | 411739.0238 | 376385.2642 | 515998.2003 | 513108.803 | 580046.507 | 496735.5517 | 567691.6999 | 423031.4464 | 419797.7105 | 456610.9351 | 339733.1823 | 375606.5319 | 424091.1945 | 387676.8221 | 531478.1463 | 528502.0671 | 597447.9022 | 511637.6182 | 584722.4509 | 435722.3898 | 432391.6419 | 470309.2631 | 349925.1778 | 386874.7278 | 436813.9304 | 399307.1268 | 547422.4907 | 544357.1291 | 615371.3393 | 526986.7468 | 602264.1244 | 448794.0615 | 445363.3911 | 484418.541 | 360422.9331 | 398480.9697 | 449918.3483 | 411286.3406 | 563845.1654 | 560687.843 | 633832.4795 | 542796.3492 | 620332.0481 | 462257.8833 | 458724.2928 | 498951.0973 | 371235.6211 | 410435.3987 | 463415.8987 | 423624.9308 | 580760.5204 | 577508.4783 | 652847.4539 | 559080.2397 | 638942.0096 | 476125.6198 | 472486.0216 | 513919.6302 | 382372.6898 | 422748.4607 | 477318.3757 | 436333.6787 | 598183.336 | 594833.7326
Costo Actual Total |  |  | 0 | 0 | 0 | 0 | 0 | 0 | [20 empty] | 2108217.9956 | 2096412.7619 | 2369900.6773 | 2029516.4372 | 2319422.5424 | 1728382.9817 | 1715170.8811 | 1865578.9686 | 1388050.5945 | 1534618.6271 | 1732712.8032 | 1583934.309 | 2171464.5355 | 2159305.1447 | 2440997.6976 | 2090401.9304 | 2389005.2187 | 1780234.4712 | 1766626.0075 | 1921546.3377 | 1429692.1123 | 1580657.1859 | 1784694.1873 | 1631452.3383 | 2236608.4716 | 2224084.2991 | 2514227.6286 | 2153113.9883 | 2460675.3752 | 1833641.5053 | 1819624.7878 | 1979192.7278 | 1472582.8757 | 1628076.9015 | 1838235.0129 | 1680395.9084 | 2303706.7257 | 2290806.8281 | 2589654.4574 | 2217707.4079 | 2534495.6365 | 1888650.7505 | 1874213.5314 | 2038568.5097 | 1516760.3619 | 1676919.2086 | 1893382.0633 | 1730807.7857 | 2372817.9275 | 2359531.0329 | 2667344.0911 | 2284238.6302 | 2610530.5056 | 1945310.273 | 1930439.9373 | 2099725.5649 | 1562263.1728 | 1727226.7848 | 1950183.5252 | 1782732.0192 | 2444002.4653 | 2430316.9639 | 2747364.4139 | 2352765.7891 | 2688846.4207 | 2003669.5812 | 1988353.1355 | 2162717.3319 | 1609131.068 | 1779043.5884 | 2008689.031 | 1836213.9798 | 2517322.5393 | 2503226.4728 | 2829785.3463 | 2423348.7627 | 2769511.8133 | 2063779.6686 | 2048003.7295 | 2227598.8519 | 1657405 | 1832414.896 | 2068949.7019 | 1891300.3992 | 2592842.2155 | 2578323.267 | 2914678.9067 | 2496049.2256 | 2852597.1678 | 2125693.0587 | 2109443.8414 | 2294426.8174 | 1707127.15 | 1887387.3429 | 2131018.1929 | 1948039.4112 | 2670627.4819 | 2655672.965 | 3002119.2739 | 2570930.7024 | 2938175.0828 | 2189463.8504 | 2172727.1567 | 2363259.6219 | 1758340.9645 | 1944008.9632 | 2194948.7387 | 2006480.5935 | 2750746.3064 | 2735343.1539 | 3092182.8521 | 2648058.6235 | 3026320.3353 | 2255147.766 | 2237908.9714 | 2434157.4106 | 1811091.1934 | 2002329.2321 | 2260797.2009 | 2066675.0113 | 2833268.6956 | 2817403.4486 | 3184948.3377 | 2727500.3822 | 3117109.9453 | 2322802.1989 | 2305046.2405 | 2507182.1329 | 1865423.9292 | 2062399.109 | 2328621.1169 | 2128675.2617 | 2918266.7564 | 2901925.552 | 3280496.7878 | 2809325.3936 | 3210623.2437 | 2392486.2649 | 2374197.6277 | 2582397.5969 | 1921386.6471 | 2124271.0823 | 2398479.7504 | 2192535.5195 | 3005814.7591 | 2988983.3186 | 3378911.6914 | 2893605.1554 | 3306941.941 | 2464260.8528 | 2445423.5565 | 2659869.5248 | 1979028.2465 | 2187999.2148 | 2470434.1429 | 2258311.5851 | 3095989.2019 | 3078652.8181 | 3480279.0422 | 2980413.3101 | 3406150.1992 | 2538188.6784 | 2518786.2632 | 2739665.6105 | 2038399.0939 | 2253639.1912 | 2544547.1672 | 2326060.9327 | 3188868.878 | 3171012.4027 | 3584687.4134 | 3069825.7094 | 3508334.7052 | 2614334.3388 | 2594349.8511 | 2821855.5789 | 2099551.0667 | 2321248.3669 | 2620883.5822 | 2395842.7606 | 3284534.9443 | 3266142.7748 | 3692228.0358 | 3161920.4807 | 3613584.7464 | 2692764.369 | 2672180.3467 | 2906511.2462 | 2162537.5987 | 2390885.818 | 2699510.0897 | 2467718.0435 | 3383070.9926 | 3364127.058 | 3802994.8769 | 3256778.0951 | 3721992.2887 | 2773547.3 | 2752345.7571 | 2993706.5836 | 2227413.7267 | 2462612.3925 | 2780495.3924 | 2541749.5848 | 3484563.1224 | 3465050.8697 | 3917084.7232 | 3354481.4379 | 3833652.0574 | 2856753.719 | 2834916.1298 | 3083517.7811 | 2294236.1385 | 2536490.7643 | 2863910.2542 | 2618002.0723 | 3589100.0161 | 3569002.3958
|  | 2024 | 2025 | 2026 | 2027 | 2028 | 2029 | 2030 | 2031 | 2032 | 2033 | 2034 | 2035 | 2036 | 2037 | 2038 | 2039 | 2040 | 2041 | 2042 | 2043 | 2044
Costo Actual energia |  | 0 | 0 | 4204630.7575 | 22598058.5024 | 23276000.2575 | 23974280.2652 | 24693508.6732 | 25434313.9334 | 26197343.3514 | 26983263.6519 | 27792761.5615 | 28626544.4083 | 29485340.7406 | 30369900.9628 | 31280997.9917 | 32219427.9314 | 33186010.7694 | 34181591.0925 | 35207038.8252 | 36263249.99 | 37351147.4897
Con Paneles | time axis 2024-08-01 to 2044-12-01
Excedentes Tipo 1 | [28 empty] | 73353.8125 | 107980.0633 | 133077.1292 | 139264.8727 | 133138.3913 | 97061.3975 | 93741.8204 | 104111.8791 | 74662.1663 | 74540.3016 | 100770.2586 | 84149.2825 | 75554.4269 | 111219.4652 | 137069.4431 | 143442.8189 | 137132.5431 | 99973.2394 | 96554.075 | 107235.2354 | 76902.0313 | 76776.5106 | 103793.3664 | 86673.761 | 77821.0597 | 114556.0491 | 141181.5264 | 147746.1034 | 141246.5194 | 102972.4366 | 99450.6973 | 110452.2925 | 79209.0923 | 79079.806 | 106907.1674 | 89273.9738 | 80155.6915 | 117992.7306 | 145416.9721 | 152178.4865 | 145483.915 | 106061.6097 | 102434.2182 | 113765.8613 | 81585.365 | 81452.2001 | 110114.3824 | 91952.193 | 82560.3623 | 121532.5125 | 149779.4813 | 156743.8411 | 149848.4324 | 109243.458 | 105507.2447 | 117178.8371 | 84032.926 | 83895.7661 | 113417.8139 | 94710.7588 | 85037.1731 | 125178.4879 | 154272.8657 | 161446.1564 | 154343.8854 | 112520.7617 | 108672.4621 | 120694.2022 | 86553.9138 | 86412.6391 | 116820.3483 | 97552.0816 | 87588.2883 | 128933.8426 | 158901.0517 | 166289.5411 | 158974.2019 | 115896.3846 | 111932.6359 | 124315.0283 | 89150.5312 | 89005.0183 | 120324.9587 | 100478.644 | 90215.937 | 132801.8578 | 163668.0833 | 171278.2273 | 163743.428 | 119373.2761 | 115290.615 | 128044.4791 | 91825.0471 | 91675.1689 | 123934.7075 | 103493.0034 | 92922.4151 | 136785.9136 | 168578.1258 | 176416.5741 | 168655.7308 | 122954.4744 | 118749.3334 | 131885.8135 | 94579.7985 | 94425.4239 | 127652.7487 | 106597.7935 | 95710.0875 | 140889.491 | 173635.4695 | 181709.0713 | 173715.4028 | 126643.1086 | 122311.8134 | 135842.3879 | 97417.1925 | 97258.1866 | 131482.3312 | 109795.7273 | 98581.3901 | 145116.1757 | 178844.5336 | 187160.3435 | 178926.8648 | 130442.4019 | 125981.1679 | 139917.6596 | 100339.7083 | 100175.9322 | 135426.8011 | 113089.5991 | 101538.8319 | 149469.661 | 184209.8696 | 192775.1538 | 184294.6708 | 134355.6739 | 129760.6029 | 144115.1894 | 103349.8995 | 103181.2102 | 139489.6051 | 116482.2871 | 104584.9968 | 153953.7508 | 189736.1657 | 198558.4084 | 189823.5109 | 138386.3441 | 133653.421 | 148438.645 | 106450.3965 | 106276.6465 | 143674.2933 | 119976.7557 | 107722.5467 | 158572.3633 | 195428.2507 | 204515.1607 | 195518.2162 | 142537.9345 | 137663.0236 | 152891.8044 | 109643.9084 | 109464.9459 | 147984.5221 | 123576.0583 | 110954.2231 | 163329.5342 | 201291.0982 | 210650.6155 | 201383.7627 | 146814.0725 | 141792.9143 | 157478.5585 | 112933.2256 | 112748.8943 | 152424.0578 | 127283.3401 | 114282.8498 | 168229.4202 | 207329.8312 | 216970.1339 | 207425.2756 | 151218.4947 | 146046.7017 | 162202.9153 | 116321.2224 | 116131.3611 | 156996.7795 | 131101.8403 | 117711.3353 | 173276.3029 | 213549.7261 | 223479.238 | 213648.0339 | 155755.0495 | 150428.1028 | 167069.0027 | 119810.8591 | 119615.3019 | 161706.6829 | 135034.8955 | 121242.6754 | 178474.5919 | 219956.2179 | 230183.6151 | 220057.4749 | 160427.701 | 154940.9459 | 172081.0728 | 123405.1849 | 123203.761 | 166557.8834 | 139085.9424 | 124879.9556 | 183828.8297
Contribución por excedentes Tipo 1 | [28 empty] | 14670.7625 | 21596.0127 | 26615.4258 | 27852.9745 | 26627.6783 | 19412.2795 | 18748.3641 | 20822.3758 | 14932.4333 | 14908.0603 | 20154.0517 | 16829.8565 | 15110.8854 | 22243.893 | 27413.8886 | 28688.5638 | 27426.5086 | 19994.6479 | 19310.815 | 21447.0471 | 15380.4063 | 15355.3021 | 20758.6733 | 17334.7522 | 15564.2119 | 22911.2098 | 28236.3053 | 29549.2207 | 28249.3039 | 20594.4873 | 19890.1395 | 22090.4585 | 15841.8185 | 15815.9612 | 21381.4335 | 17854.7948 | 16031.1383 | 23598.5461 | 29083.3944 | 30435.6973 | 29096.783 | 21212.3219 | 20486.8436 | 22753.1723 | 16317.073 | 16290.44 | 22022.8765 | 18390.4386 | 16512.0725 | 24306.5025 | 29955.8963 | 31348.7682 | 29969.6865 | 21848.6916 | 21101.4489 | 23435.7674 | 16806.5852 | 16779.1532 | 22683.5628 | 18942.1518 | 17007.4346 | 25035.6976 | 30854.5731 | 32289.2313 | 30868.7771 | 22504.1523 | 21734.4924 | 24138.8404 | 17310.7828 | 17282.5278 | 23364.0697 | 19510.4163 | 17517.6577 | 25786.7685 | 31780.2103 | 33257.9082 | 31794.8404 | 23179.2769 | 22386.5272 | 24863.0057 | 17830.1062 | 17801.0037 | 24064.9917 | 20095.7288 | 18043.1874 | 26560.3716 | 32733.6167 | 34255.6455 | 32748.6856 | 23874.6552 | 23058.123 | 25608.8958 | 18365.0094 | 18335.0338 | 24786.9415 | 20698.6007 | 18584.483 | 27357.1827 | 33715.6252 | 35283.3148 | 33731.1462 | 24590.8949 | 23749.8667 | 26377.1627 | 18915.9597 | 18885.0848 | 25530.5497 | 21319.5587 | 19142.0175 | 28177.8982 | 34727.0939 | 36341.8143 | 34743.0806 | 25328.6217 | 24462.3627 | 27168.4776 | 19483.4385 | 19451.6373 | 26296.4662 | 21959.1455 | 19716.278 | 29023.2351 | 35768.9067 | 37432.0687 | 35785.373 | 26088.4804 | 25196.2336 | 27983.5319 | 20067.9417 | 20035.1864 | 27085.3602 | 22617.9198 | 20307.7664 | 29893.9322 | 36841.9739 | 38555.0308 | 36858.9342 | 26871.1348 | 25952.1206 | 28823.0379 | 20669.9799 | 20636.242 | 27897.921 | 23296.4574 | 20916.9994 | 30790.7502 | 37947.2331 | 39711.6817 | 37964.7022 | 27677.2688 | 26730.6842 | 29687.729 | 21290.0793 | 21255.3293 | 28734.8587 | 23995.3511 | 21544.5093 | 31714.4727 | 39085.6501 | 40903.0321 | 39103.6432 | 28507.5869 | 27532.6047 | 30578.3609 | 21928.7817 | 21892.9892 | 29596.9044 | 24715.2117 | 22190.8446 | 32665.9068 | 40258.2196 | 42130.1231 | 40276.7525 | 29362.8145 | 28358.5829 | 31495.7117 | 22586.6451 | 22549.7789 | 30484.8116 | 25456.668 | 22856.57 | 33645.884 | 41465.9662 | 43394.0268 | 41485.0551 | 30243.6989 | 29209.3403 | 32440.5831 | 23264.2445 | 23226.2722 | 31399.3559 | 26220.3681 | 23542.2671 | 34655.2606 | 42709.9452 | 44695.8476 | 42729.6068 | 31151.0099 | 30085.6206 | 33413.8005 | 23962.1718 | 23923.0604 | 32341.3366 | 27006.9791 | 24248.5351 | 35694.9184 | 43991.2436 | 46036.723 | 44011.495 | 32085.5402 | 30988.1892 | 34416.2146 | 24681.037 | 24640.7522 | 33311.5767 | 27817.1885 | 24975.9911 | 36765.7659
Importación sin crédito | [28 empty] | 305231.1397 | 212525.1712 | 211855.8805 | 65883.0093 | 0 | 0 | 0 | 0 | 0 | 0 | 0 | 0 | 314388.0739 | 218900.9263 | 218211.5569 | 67859.4996 | 0 | 0 | 0 | 0 | 0 | 0 | 0 | 0 | 323819.7161 | 225467.9541 | 224757.9036 | 69895.2845 | 0 | 0 | 0 | 0 | 0 | 0 | 0 | 0 | 333534.3076 | 232231.9927 | 231500.6407 | 71992.1431 | 0 | 0 | 0 | 0 | 0 | 0 | 0 | 0 | 343540.3368 | 239198.9525 | 238445.6599 | 74151.9074 | 0 | 0 | 0 | 0 | 0 | 0 | 0 | 0 | 353846.5469 | 246374.9211 | 245599.0297 | 76376.4646 | 0 | 0 | 0 | 0 | 0 | 0 | 0 | 0 | 364461.9433 | 253766.1687 | 252967.0006 | 78667.7585 | 0 | 0 | 0 | 0 | 0 | 0 | 0 | 0 | 375395.8016 | 261379.1538 | 260556.0107 | 81027.7913 | 0 | 0 | 0 | 0 | 0 | 0 | 0 | 0 | 386657.6756 | 269220.5284 | 268372.691 | 83458.625 | 0 | 0 | 0 | 0 | 0 | 0 | 0 | 0 | 398257.4059 | 277297.1442 | 276423.8717 | 85962.3838 | 0 | 0 | 0 | 0 | 0 | 0 | 0 | 0 | 410205.1281 | 285616.0586 | 284716.5879 | 88541.2553 | 0 | 0 | 0 | 0 | 0 | 0 | 0 | 0 | 422511.2819 | 294184.5403 | 293258.0855 | 91197.493 | 0 | 0 | 0 | 0 | 0 | 0 | 0 | 0 | 435186.6204 | 303010.0765 | 302055.8281 | 93933.4177 | 0 | 0 | 0 | 0 | 0 | 0 | 0 | 0 | 448242.219 | 312100.3788 | 311117.5029 | 96751.4203 | 0 | 0 | 0 | 0 | 0 | 0 | 0 | 0 | 461689.4856 | 321463.3902 | 320451.028 | 99653.9629 | 0 | 0 | 0 | 0 | 0 | 0 | 0 | 0 | 475540.1701 | 331107.2919 | 330064.5588 | 102643.5818 | 0 | 0 | 0 | 0 | 0 | 0 | 0 | 0 | 489806.3752 | 341040.5106 | 339966.4956 | 105722.8892 | 0 | 0 | 0 | 0 | 0 | 0 | 0 | 0 | 504500.5665 | 351271.726 | 350165.4905 | 108894.5759 | 0 | 0 | 0 | 0 | 0 | 0 | 0 | 0 | 519635.5835 | 361809.8777
Contribución Importación sin crédito | [28 empty] | 61046.2279 | 42505.0342 | 42371.1761 | 13176.6019 | 0 | 0 | 0 | 0 | 0 | 0 | 0 | 0 | 62877.6148 | 43780.1853 | 43642.3114 | 13571.8999 | 0 | 0 | 0 | 0 | 0 | 0 | 0 | 0 | 64763.9432 | 45093.5908 | 44951.5807 | 13979.0569 | 0 | 0 | 0 | 0 | 0 | 0 | 0 | 0 | 66706.8615 | 46446.3985 | 46300.1281 | 14398.4286 | 0 | 0 | 0 | 0 | 0 | 0 | 0 | 0 | 68708.0674 | 47839.7905 | 47689.132 | 14830.3815 | 0 | 0 | 0 | 0 | 0 | 0 | 0 | 0 | 70769.3094 | 49274.9842 | 49119.8059 | 15275.2929 | 0 | 0 | 0 | 0 | 0 | 0 | 0 | 0 | 72892.3887 | 50753.2337 | 50593.4001 | 15733.5517 | 0 | 0 | 0 | 0 | 0 | 0 | 0 | 0 | 75079.1603 | 52275.8308 | 52111.2021 | 16205.5583 | 0 | 0 | 0 | 0 | 0 | 0 | 0 | 0 | 77331.5351 | 53844.1057 | 53674.5382 | 16691.725 | 0 | 0 | 0 | 0 | 0 | 0 | 0 | 0 | 79651.4812 | 55459.4288 | 55284.7743 | 17192.4768 | 0 | 0 | 0 | 0 | 0 | 0 | 0 | 0 | 82041.0256 | 57123.2117 | 56943.3176 | 17708.2511 | 0 | 0 | 0 | 0 | 0 | 0 | 0 | 0 | 84502.2564 | 58836.9081 | 58651.6171 | 18239.4986 | 0 | 0 | 0 | 0 | 0 | 0 | 0 | 0 | 87037.3241 | 60602.0153 | 60411.1656 | 18786.6835 | 0 | 0 | 0 | 0 | 0 | 0 | 0 | 0 | 89648.4438 | 62420.0758 | 62223.5006 | 19350.2841 | 0 | 0 | 0 | 0 | 0 | 0 | 0 | 0 | 92337.8971 | 64292.678 | 64090.2056 | 19930.7926 | 0 | 0 | 0 | 0 | 0 | 0 | 0 | 0 | 95108.034 | 66221.4584 | 66012.9118 | 20528.7164 | 0 | 0 | 0 | 0 | 0 | 0 | 0 | 0 | 97961.275 | 68208.1021 | 67993.2991 | 21144.5778 | 0 | 0 | 0 | 0 | 0 | 0 | 0 | 0 | 100900.1133 | 70254.3452 | 70033.0981 | 21778.9152 | 0 | 0 | 0 | 0 | 0 | 0 | 0 | 0 | 103927.1167 | 72361.9755
Excedentes Tipo 2 | [28 empty] | 0 | 0 | 0 | 0 | -181752.5473 | -294855.7394 | -260519.8828 | -195537.9501 | -397234.6136 | -389226.5688 | -270817.4145 | -238115.2229 | 0 | 0 | 0 | 0 | -190840.1746 | -309598.5264 | -260519.8828 | -195537.9501 | -397234.6136 | -408687.8972 | -284358.2853 | -250020.984 | 0 | 0 | 0 | 0 | -200382.1834 | -325078.4527 | -260519.8828 | -195537.9501 | -397234.6136 | -429122.2921 | -298576.1995 | -262522.0332 | 0 | 0 | 0 | 0 | -210401.2925 | -341332.3753 | -271414.0883 | -195537.9501 | -397234.6136 | -450578.4067 | -313505.0095 | -275648.1349 | 0 | 0 | 0 | 0 | -220921.3572 | -358398.9941 | -284984.7927 | -195537.9501 | -412409.7961 | -473107.327 | -171519.416 | -143883.7198 | 0 | 0 | 0 | 0 | -231967.425 | -376318.9438 | -299234.0323 | -197739.4257 | -433030.2859 | -496762.6934 | -171519.416 | -143883.7198 | 0 | 0 | 0 | 0 | -243565.7963 | -395134.891 | -314195.7339 | -207626.397 | -454681.8002 | -521600.828 | -171519.416 | -143883.7198 | 0 | 0 | 0 | 0 | -255744.0861 | -414891.6355 | -329905.5206 | -218007.7168 | -477415.8902 | -547680.8694 | -171519.416 | -143883.7198 | 0 | 0 | 0 | 0 | -268531.2904 | -435636.2173 | -346400.7967 | -228908.1027 | -501286.6847 | -575064.9129 | -171519.416 | -143883.7198 | 0 | 0 | 0 | 0 | -281957.8549 | -457418.0282 | -363720.8365 | -240353.5078 | -526351.0189 | -603818.1585 | -171519.416 | -143883.7198 | 0 | 0 | 0 | 0 | -214914.824 | -352778.7845 | -325649.8536 | -244422.4376 | -496543.267 | -417466.7699 | -171519.416 | -143883.7198 | 0 | 0 | 0 | 0 | -214914.824 | -352778.7845 | -325649.8536 | -244422.4376 | -496543.267 | -417466.7699 | -171519.416 | -143883.7198 | 0 | 0 | 0 | 0 | -214914.824 | -352778.7845 | -325649.8536 | -244422.4376 | -496543.267 | -417466.7699 | -171519.416 | -143883.7198 | 0 | 0 | 0 | 0 | -214914.824 | -352778.7845 | -325649.8536 | -244422.4376 | -496543.267 | -417466.7699 | -171519.416 | -143883.7198 | 0 | 0 | 0 | 0 | -214914.824 | -352778.7845 | -325649.8536 | -244422.4376 | -496543.267 | -417466.7699 | -171519.416 | -143883.7198 | 0 | 0 | 0 | 0 | -214914.824 | -352778.7845 | -325649.8536 | -244422.4376 | -496543.267 | -417466.7699 | -171519.416 | -143883.7198 | 0 | 0 | 0 | 0 | -214914.824 | -352778.7845 | -325649.8536 | -244422.4376 | -496543.267 | -417466.7699 | -171519.416 | -143883.7198 | 0 | 0 | 0 | 0 | -214914.824 | -352778.7845 | -325649.8536 | -244422.4376 | -496543.267 | -417466.7699 | -171519.416 | -143883.7198 | 0 | 0
Contribución por excedentes Tipo 2
Cuota Banco | [28 empty] | 1507151.3898 | 1506653.3936 | 1506145.0225 | 1505626.0603 | 1505096.2864 | 1504555.4756 | 1504003.3978 | 1503439.8185 | 1502864.4979 | 1502277.1914 | 1501677.6494 | 1501065.617 | 1500440.8338 | 1499803.0344 | 1499151.9475 | 1498487.2962 | 1497808.7981 | 1497116.1646 | 1496409.1012 | 1495687.3073 | 1494950.4761 | 1494198.2942 | 1493430.4418 | 1492646.5925 | 1491846.4131 | 1491029.5632 | 1490195.6956 | 1489344.4558 | 1488475.4818 | 1487588.4042 | 1486682.8458 | 1485758.4216 | 1484814.7386 | 1483851.3955 | 1482867.9827 | 1481864.0822 | 1480839.2671 | 1479793.1017 | 1478725.1412 | 1477634.9315 | 1476522.0091 | 1475385.9008 | 1474226.1236 | 1473042.1843 | 1471833.5797 | 1470599.7958 | 1469340.308 | 1468054.581 | 1466742.0679 | 1465402.2109 | 1464034.4401 | 1462638.1741 | 1461212.8193 | 1459757.7695 | 1458272.4063 | 1456756.0979 | 1455208.1998 | 1453628.0538 | 1452014.9881 | 1450368.3169 | 0 | 0 | 0 | 0 | 0 | 0 | 0 | 0 | 0 | 0 | 0 | 0 | 0 | 0 | 0 | 0 | 0 | 0 | 0 | 0 | 0 | 0 | 0 | 0 | 0 | 0 | 0 | 0 | 0 | 0 | 0 | 0 | 0 | 0 | 0 | 0 | 0 | 0 | 0 | 0 | 0 | 0 | 0 | 0 | 0 | 0 | 0 | 0 | 0 | 0 | 0 | 0 | 0 | 0 | 0 | 0 | 0 | 0 | 0 | 0 | 0 | 0 | 0 | 0 | 0 | 0 | 0 | 0 | 0 | 0 | 0 | 0 | 0 | 0 | 0 | 0 | 0 | 0 | 0 | 0 | 0 | 0 | 0 | 0 | 0 | 0 | 0 | 0 | 0 | 0 | 0 | 0 | 0 | 0 | 0 | 0 | 0 | 0 | 0 | 0 | 0 | 0 | 0 | 0 | 0 | 0 | 0 | 0 | 0 | 0 | 0 | 0 | 0 | 0 | 0 | 0 | 0 | 0 | 0 | 0 | 0 | 0 | 0 | 0 | 0 | 0 | 0 | 0 | 0 | 0 | 0 | 0 | 0 | 0 | 0 | 0 | 0 | 0 | 0 | 0 | 0 | 0 | 0 | 0 | 0 | 0 | 0 | 0 | 0 | 0 | 0 | 0 | 0 | 0 | 0 | 0 | 0 | 0
O&M | [28 empty] | 25000 | 25000 | 225750 | 25750 | 25750 | 231750 | 25750 | 25750 | 231750 | 25750 | 25750 | 231750 | 25750 | 25750 | 232522.5 | 26522.5 | 26522.5 | 232522.5 | 26522.5 | 26522.5 | 232522.5 | 26522.5 | 26522.5 | 232522.5 | 26522.5 | 26522.5 | 233318.175 | 27318.175 | 27318.175 | 233318.175 | 27318.175 | 27318.175 | 233318.175 | 27318.175 | 27318.175 | 233318.175 | 27318.175 | 27318.175 | 234137.7203 | 28137.7202 | 28137.7202 | 234137.7203 | 28137.7202 | 89905.3064 | 295905.3064 | 89905.3064 | 89905.3064 | 295905.3064 | 89905.3064 | 89905.3064 | 298602.4656 | 92602.4656 | 92602.4656 | 298602.4656 | 92602.4656 | 92602.4656 | 298602.4656 | 92602.4656 | 92602.4656 | 298602.4656 | 92602.4656 | 92602.4656 | 301380.5396 | 95380.5396 | 95380.5396 | 301380.5396 | 95380.5396 | 95380.5396 | 301380.5396 | 95380.5396 | 95380.5396 | 301380.5396 | 95380.5396 | 95380.5396 | 304241.9558 | 98241.9558 | 98241.9558 | 304241.9558 | 98241.9558 | 98241.9558 | 304241.9558 | 98241.9558 | 98241.9558 | 304241.9558 | 98241.9558 | 98241.9558 | 307189.2145 | 101189.2145 | 101189.2145 | 307189.2145 | 101189.2145 | 101189.2145 | 307189.2145 | 101189.2145 | 101189.2145 | 307189.2145 | 101189.2145 | 101189.2145 | 310224.8909 | 104224.8909 | 104224.8909 | 310224.8909 | 104224.8909 | 104224.8909 | 310224.8909 | 104224.8909 | 104224.8909 | 310224.8909 | 104224.8909 | 104224.8909 | 313351.6376 | 107351.6376 | 107351.6376 | 313351.6376 | 107351.6376 | 107351.6376 | 313351.6376 | 107351.6376 | 107351.6376 | 313351.6376 | 107351.6376 | 107351.6376 | 316572.1867 | 110572.1867 | 110572.1867 | 316572.1867 | 110572.1867 | 110572.1867 | 316572.1867 | 110572.1867 | 110572.1867 | 316572.1867 | 110572.1867 | 110572.1867 | 319889.3523 | 113889.3523 | 113889.3523 | 319889.3523 | 113889.3523 | 113889.3523 | 319889.3523 | 113889.3523 | 113889.3523 | 319889.3523 | 113889.3523 | 113889.3523 | 323306.0329 | 117306.0329 | 117306.0329 | 323306.0329 | 117306.0329 | 117306.0329 | 323306.0329 | 117306.0329 | 117306.0329 | 323306.0329 | 117306.0329 | 117306.0329 | 326825.2139 | 120825.2139 | 120825.2139 | 326825.2139 | 120825.2139 | 120825.2139 | 326825.2139 | 120825.2139 | 120825.2139 | 326825.2139 | 120825.2139 | 120825.2139 | 330449.9703 | 124449.9703 | 124449.9703 | 330449.9703 | 124449.9703 | 124449.9703 | 330449.9703 | 124449.9703 | 124449.9703 | 330449.9703 | 124449.9703 | 124449.9703 | 334183.4694 | 128183.4694 | 128183.4694 | 334183.4694 | 128183.4694 | 128183.4694 | 334183.4694 | 128183.4694 | 128183.4694 | 334183.4694 | 128183.4694 | 128183.4694 | 338028.9735 | 132028.9735 | 132028.9735 | 338028.9735 | 132028.9735 | 132028.9735 | 338028.9735 | 132028.9735 | 132028.9735 | 338028.9735 | 132028.9735 | 132028.9735 | 341989.8427 | 135989.8427 | 135989.8427 | 341989.8427 | 135989.8427 | 135989.8427 | 341989.8427 | 137266.6675 | 138581.797 | 344581.797 | 138581.797 | 138581.797
Total Costo del SFV |  | 0 | 0 | 0 | 0 | 0 | 0 | 0 | 0 | 0 | 0 | 0 | [9 empty] | 0 | 0 | 0 | 0 | 0 | 0 | 0 | 1986453.3324 | 1916259.6749 | 2145814.6341 | 1777553.5187 | 1508859.8087 | 1557923.4131 | 1381723.6994 | 1458586.1233 | 1426974.4839 | 1228248.9846 | 1377534.5452 | 1595679.5331 | 1994121.8348 | 1921697.5042 | 2158011.6474 | 1778572.5784 | 1498050.1751 | 1540008.0255 | 1378276.6083 | 1455354.1398 | 1422520.8001 | 1204164.7097 | 1360146.6962 | 1579156.6217 | 2000337.844 | 1925580.8671 | 2162641.1866 | 1777832.2964 | 1484907.2967 | 1519395.0504 | 1372821.9747 | 1450081.3975 | 1415949.2107 | 1176943.0456 | 1339898.5591 | 1559788.9926 | 2004585.441 | 1927380.9447 | 2165163.9969 | 1774777.4073 | 1468839.1347 | 1495465.1773 | 1353870.8173 | 1503928.5742 | 1468406.7106 | 1207669.3357 | 1377877.8638 | 1598654.3842 | 2067968.2132 | 1988185.2753 | 2228507.0752 | 1832315.538 | 1512712.0466 | 1531053.3906 | 1392498.7728 | 1494435.218 | 1442240.3805 | 1173798.1118 | 1509199.4144 | 1718739.9733 | 619262.9296 | 538466.5564 | 781226.8142 | 380767.6848 | 48625.777 | 60086.5098 | -73446.5383 | 42474.1566 | -27785.0498 | -297686.9868 | 64045.5415 | 274559.3177 | 637840.8175 | 554620.5531 | 798483.6186 | 392190.7153 | 45445.2018 | 48182.7263 | -81634.6151 | 39793.5928 | -43459.207 | -316552.8503 | 71112.4903 | 280932.6088 | 656976.042 | 571259.1697 | 816258.1272 | 403956.4368 | 41937.242 | 35545.5102 | -90367.5682 | 36834.8726 | -60036.6192 | -336481.4524 | 78391.4474 | 287497.0987 | 676685.3233 | 588396.9448 | 834565.871 | 416075.1299 | 38080.4775 | 22134.0428 | -99676.7057 | 33579.7644 | -77566.0356 | -357529.5133 | 85888.7733 | 294258.5232 | 696985.883 | 606048.8531 | 853422.8471 | 428557.3838 | 33852.266 | 7905.3398 | -109595.0228 | 30008.9953 | -96098.7503 | -379756.697 | 93611.019 | 301222.7905 | 717895.4595 | 624230.3187 | 872845.5325 | 441414.1053 | 110369.6005 | 120324.2845 | -63900.2654 | 34050.9406 | -59563.4303 | -186683.4645 | 101564.9321 | 308395.9858 | 739432.3233 | 642957.2283 | 892850.8985 | 454656.5284 | 120128.1332 | 128337.3765 | -56047.7777 | 42405.142 | -52634.0352 | -179759.9653 | 109757.4625 | 315784.377 | 761615.293 | 662245.9451 | 913456.4254 | 468296.2243 | 130179.422 | 136590.8614 | -47959.7155 | 51009.9694 | -45496.7582 | -172628.7612 | 118195.7689 | 323394.4199 | 784463.7518 | 682113.3235 | 934680.1182 | 482345.111 | 140532.2493 | 145091.9507 | -39629.0113 | 59872.9416 | -38145.363 | -165283.6209 | 126887.2244 | 331232.7641 | 807997.6643 | 702576.7232 | 956540.5218 | 496815.4644 | 151195.6615 | 153848.0728 | -31048.3861 | 69001.8029 | -30573.4259 | -157718.1264 | 135839.4236 | 339306.2586 | 832237.5942 | 723654.0249 | 979056.7374 | 511719.9283 | 162178.9761 | 162866.8785 | -22210.342 | 78404.5302 | -22774.3306 | -149925.6671 | 145060.1888 | 347621.958 | 857204.7221 | 745363.6456 | 1002248.4395 | 527071.5261 | 173491.7901 | 172156.2484 | -13107.1567 | 88089.3392 | -14741.2625 | -141899.4341 | 154557.577 | 356187.1283 | 882920.8637 | 767724.555 | 1026135.8927 | 542883.6719 | 185143.9885 | 181724.2994 | -3730.8758 | 98064.6925 | -6467.2024 | -132355.5892 | 166931.8411 | 367601.2081 | 912000.444 | 793348.246
|  | 2024 | 2025 | 2026 | 2027 | 2028 | 2029 | 2030 | 2031 | 2032 | 2033 | 2034 | 2035 | 2036 | 2037 | 2038 | 2039 | 2040 | 2041 | 2042 | 2043 | 2044
Costo de energía con SFV |  | 0 | 0 | 3902713.0074 | 19374718.0832 | 19300180.7134 | 19192225.3959 | 19470806.8906 | 16993229.4073 | 2445328.5974 | 2462729.4932 | 2478617.3632 | 2492845.0638 | 2505255.9497 | 3061207.7727 | 3199339.378 | 3341614.9316 | 3488158.7517 | 3639098.8864 | 3794567.2252 | 3954699.6141 | 4131280.6168
Flujo de caja neto |  | 0 | 0 | 0 | 0 | 0 | 0 | 0 | 0 | 0 | 0 | 0 | 0 | 0 | 0 | 0 | 0 | 0 | 0 | 0 | 0 | 0 | 0 | 0 | 0 | 0 | 0 | 0 | 121764.6632 | 180153.0869 | 224086.0432 | 251962.9186 | 810562.7336 | 170459.5686 | 333447.1817 | 406992.8454 | -38923.8895 | 306369.6426 | 355178.258 | -11745.2241 | 177342.7007 | 237607.6405 | 282986.0502 | 311829.352 | 890955.0435 | 240226.4457 | 388349.3992 | 466192.1979 | 7171.3122 | 376492.4762 | 424547.4911 | 52295.7165 | 236270.6276 | 298503.432 | 351586.442 | 375281.6919 | 975768.0785 | 314246.4549 | 446802.8131 | 529111.3303 | 56633.6649 | 451133.8559 | 498336.4539 | 120606.9158 | 299121.2847 | 363425.8833 | 424490.4606 | 442930.0006 | 1065656.5017 | 393185.5732 | 520342.7141 | 534639.9355 | 48353.6513 | 469249.8728 | 515504.1995 | 132153.4015 | 304849.7143 | 371345.7576 | 438837.0159 | 451923.0922 | 1097818.4589 | 414256.8824 | 537941.1645 | 605290.347 | 120022.7922 | 553428.673 | 440984.1108 | 63992.0459 | 1824739.5357 | 1891850.4075 | 1966137.5997 | 1971998.1043 | 2640220.6437 | 1943583.0713 | 2061799.6737 | 2120243.1753 | 1636916.1177 | 2076730.5752 | 1944643.4894 | 1561654.6621 | 1879481.7218 | 1948605.9197 | 2031301.7277 | 2031158.0474 | 2724066.6115 | 2015596.9424 | 2129638.3446 | 2187805.2591 | 1700864.207 | 2148967.7463 | 1997837.2116 | 1610367.7904 | 1935866.1734 | 2007064.0973 | 2098420.7795 | 2092092.7888 | 2810659.9258 | 2090147.5484 | 2199811.4096 | 2257591.9448 | 1767163.7692 | 2223868.7952 | 2052626.7455 | 1660542.3125 | 1993942.1586 | 2067276.0202 | 2167553.4029 | 2154855.5725 | 2900094.6053 | 2167329.8076 | 2272403.8623 | 2329679.8575 | 1835907.0001 | 2301538.4765 | 2109059.9654 | 1712222.0703 | 2053760.4234 | 2129294.3008 | 2238760.005 | 2219501.2397 | 2992468.0693 | 2247242.4262 | 2347503.9941 | 2404148.4153 | 1907189.9438 | 2382085.929 | 2167186.1819 | 1765452.2208 | 2115373.2361 | 2193173.1298 | 2312102.8052 | 2286086.2769 | 3006740.3448 | 2202477.9145 | 2368946.5059 | 2473131.1923 | 1924987.3595 | 2249082.5735 | 2227056.1848 | 1820279.2758 | 2178834.4332 | 2258968.3237 | 2387645.8893 | 2354668.8652 | 3090495.1104 | 2264148.8884 | 2430245.4055 | 2539992.4549 | 1974020.6823 | 2304031.0476 | 2288722.2879 | 1876751.1425 | 2244199.4662 | 2326737.3734 | 2465455.266 | 2425308.9311 | 3176762.519 | 2327669.9915 | 2493383.272 | 2608859.5554 | 2024525.0048 | 2360627.9759 | 2352238.3741 | 1934917.1652 | 2311525.4501 | 2396539.4946 | 2545598.924 | 2498068.1991 | 3265617.9499 | 2393096.7277 | 2558415.2746 | 2679792.669 | 2076544.4569 | 2418922.8121 | 2417659.9428 | 1994828.1686 | 2380871.2136 | 2468435.6795 | 2628146.8917 | 2573010.245 | 3357139.0437 | 2460486.266 | 2625398.2372 | 2752853.7759 | 2130124.4926 | 2478966.4934 | 2485044.1586 | 2056536.502 | 2452297.3501 | 2542488.7499 | 2713171.2984 | 2650200.5524 | 3451405.7702 | 2529897.4904 | 2694390.6887 | 2828106.7161 | 2185311.9294 | 2540811.4851 | 2554449.9009 | 2120096.0855 | 2525866.2706 | 2618763.4124 | 2800746.4374 | 2729706.569 | 3548500.4986 | 2601391.0516 | 2765452.9138 | 2905617.2444 | 2242154.9893 | 2604511.8266 | 2625937.8154 | 2185562.4565 | 2601642.2587 | 2697326.3147 | 2890948.8305 | 2811597.766 | 3648508.0689 | 2675029.4196 | 2838647.0056 | 2985453.0886 | 2300703.3409 | 2668846.3535 | 2696978.4131 | 2250400.8642 | 2677099.5721 | 2775654.1498
Flujo de caja acumulado |  | 0 | 0 | 0 | 0 | 0 | 0 | 0 | 0 | 0 | 0 | 0 | 0 | 0 | 0 | 0 | 0 | 0 | 0 | 0 | 0 | 0 | 0 | 0 | 0 | 0 | 0 | 0 | 121764.6632 | 301917.7502 | 526003.7934 | 777966.7119 | 1588529.4456 | 1758989.0142 | 2092436.1959 | 2499429.0412 | 2460505.1518 | 2766874.7943 | 3122053.0523 | 3110307.8281 | 3287650.5289 | 3525258.1694 | 3808244.2196 | 4120073.5716 | 5011028.6151 | 5251255.0608 | 5639604.46 | 6105796.658 | 6112967.9702 | 6489460.4464 | 6914007.9374 | 6966303.654 | 7202574.2815 | 7501077.7135 | 7852664.1555 | 8227945.8474 | 9203713.9259 | 9517960.3809 | 9964763.194 | 10493874.5243 | 10550508.1892 | 11001642.0451 | 11499978.499 | 11620585.4148 | 11919706.6995 | 12283132.5828 | 12707623.0434 | 13150553.044 | 14216209.5457 | 14609395.1189 | 15129737.833 | 15664377.7684 | 15712731.4198 | 16181981.2926 | 16697485.4921 | 16829638.8935 | 17134488.6078 | 17505834.3654 | 17944671.3813 | 18396594.4735 | 19494412.9324 | 19908669.8148 | 20446610.9793 | 21051901.3262 | 21171924.1185 | 21725352.7915 | 22166336.9023 | 22230328.9483 | 24055068.4839 | 25946918.8914 | 27913056.4911 | 29885054.5954 | 32525275.2391 | 34468858.3105 | 36530657.9842 | 38650901.1595 | 40287817.2773 | 42364547.8524 | 44309191.3419 | 45870846.004 | 47750327.7257 | 49698933.6454 | 51730235.3731 | 53761393.4206 | 56485460.0321 | 58501056.9744 | 60630695.319 | 62818500.5781 | 64519364.7851 | 66668332.5314 | 68666169.743 | 70276537.5334 | 72212403.7068 | 74219467.8041 | 76317888.5837 | 78409981.3725 | 81220641.2983 | 83310788.8467 | 85510600.2564 | 87768192.2012 | 89535355.9704 | 91759224.7656 | 93811851.5111 | 95472393.8236 | 97466335.9822 | 99533612.0024 | 101701165.4053 | 103856020.9778 | 106756115.5831 | 108923445.3907 | 111195849.2531 | 113525529.1106 | 115361436.1106 | 117662974.5871 | 119772034.5525 | 121484256.6228 | 123538017.0462 | 125667311.347 | 127906071.352 | 130125572.5917 | 133118040.6609 | 135365283.0871 | 137712787.0812 | 140116935.4965 | 142024125.4403 | 144406211.3693 | 146573397.5512 | 148338849.772 | 150454223.008 | 152647396.1379 | 154959498.943 | 157245585.2199 | 160252325.5647 | 162454803.4792 | 164823749.9851 | 167296881.1774 | 169221868.5369 | 171470951.1104 | 173698007.2952 | 175518286.5711 | 177697121.0042 | 179956089.328 | 182343735.2173 | 184698404.0825 | 187788899.1929 | 190053048.0813 | 192483293.4867 | 195023285.9416 | 196997306.624 | 199301337.6716 | 201590059.9595 | 203466811.102 | 205711010.5682 | 208037747.9416 | 210503203.2076 | 212928512.1387 | 216105274.6578 | 218432944.6492 | 220926327.9212 | 223535187.4767 | 225559712.4815 | 227920340.4574 | 230272578.8315 | 232207495.9967 | 234519021.4468 | 236915560.9415 | 239461159.8654 | 241959228.0645 | 245224846.0144 | 247617942.7421 | 250176358.0166 | 252856150.6856 | 254932695.1425 | 257351617.9547 | 259769277.8975 | 261764106.066 | 264144977.2797 | 266613412.9592 | 269241559.8508 | 271814570.0959 | 275171709.1395 | 277632195.4055 | 280257593.6427 | 283010447.4187 | 285140571.9113 | 287619538.4047 | 290104582.5633 | 292161119.0653 | 294613416.4153 | 297155905.1652 | 299869076.4637 | 302519277.016 | 305970682.7863 | 308500580.2767 | 311194970.9654 | 314023077.6815 | 316208389.6109 | 318749201.096 | 321303650.9969 | 323423747.0824 | 325949613.3529 | 328568376.7653 | 331369123.2027 | 334098829.7716 | 337647330.2703 | 340248721.3219 | 343014174.2356 | 345919791.4801 | 348161946.4693 | 350766458.2959 | 353392396.1113 | 355577958.5678 | 358179600.8264 | 360876927.1412 | 363767875.9717 | 366579473.7377 | 370227981.8066 | 372903011.2262 | 375741658.2318 | 378727111.3204 | 381027814.6613 | 383696661.0148 | 386393639.4279 | 388644040.2921 | 391321139.8642 | 394096794.014
|  | 2024 | 2025 | 2026 | 2027 | 2028 | 2029 | 2030 | 2031 | 2032 | 2033 | 2034 | 2035 | 2036 | 2037 | 2038 | 2039 | 2040 | 2041 | 2042 | 2043 | 2044
Flujo caja neto |  | 0 | 0 | 301917.7502 | 3223340.4193 | 3975819.5441 | 4782054.8693 | 5222701.7826 | 8441084.526 | 23752014.754 | 24520534.1587 | 25314144.1983 | 26133699.3445 | 26980084.7909 | 27308693.1901 | 28081658.6136 | 28877812.9999 | 29697852.0177 | 30542492.2061 | 31412471.6001 | 32308550.3759 | 33219866.8729
Flujo acumulado |  | 0 | 0 | 301917.7502 | 3525258.1694 | 7501077.7135 | 12283132.5828 | 17505834.3654 | 25946918.8914 | 49698933.6454 | 74219467.8041 | 99533612.0024 | 125667311.347 | 152647396.1379 | 179956089.328 | 208037747.9416 | 236915560.9415 | 266613412.9592 | 297155905.1652 | 328568376.7653 | 360876927.1412 | 394096794.014
Flujo acumulado |  |  | 0 | 0.30192 | 3.5253 | 7.5011 | 12.2831 | 17.5058 | 25.9469 | 49.6989 | 74.2195 | 99.5336 | 125.6673 | 152.6474 | 179.9561 | 208.0377 | 236.9156 | 266.6134 | 297.1559 | 328.5684 | 360.8769 | 394.0968
Costo Energía | VPN 5 años
Situación Actual | 69595254.1553
ESFV PPA | 57550528.8322
Ahorro | 12044725.323
VPN | 6085570.4342
% de Ahorro | 17.31%
Valores Corrientes | 5 años | 2024: 10 años; 2025: 20 años
Situación Actual | 124180792.3893 | 2024: 205154160.954; 2025: 533325411.1556
Costo ESF | 98233873.4978 | 2024: 105620548.9516; 2025: 139228617.1415
Ahorro | 25946918.8914 | 2024: 99533612.0024; 2025: 394096794.014
% ahorro | 20.89% | 2024: 48.52%; 2025: 73.89%

## Análisis cliente final MP (hidden)
Contribución | 20%
PPA
 | time axis 2024-08-01 to 2044-07-01
Tarifa CU |  | 807.28 | 855.04 | 854.84 | 907.23 | 907.2 | 907.22 | 943.46 | 943.5 | 943.46 | 943.46 | 938.16 | 885.71 | 885.7 | 795 | 795 | 795.93 | 795.93 | 795.93 | 795.93 | 971.805 | 971.7638 | 971.7638 | 966.3048 | 912.2813 | 912.271 | 818.85 | 818.85 | 819.8079 | 819.8079 | 819.8079 | 819.8079 | 1000.9592 | 1000.9167 | 1000.9167 | 995.2939 | 939.6497 | 939.6391 | 843.4155 | 843.4155 | 844.4021 | 844.4021 | 844.4021 | 844.4021 | 1030.9879 | 1030.9442 | 1030.9442 | 1025.1528 | 967.8392 | 967.8283 | 868.718 | 868.718 | 869.7342 | 869.7342 | 869.7342 | 869.7342 | 1061.9176 | 1061.8725 | 1061.8725 | 1055.9073 | 996.8744 | 996.8632 | 894.7795 | 894.7795 | 895.8262 | 895.8262 | 895.8262 | 895.8262 | 1093.7751 | 1093.7287 | 1093.7287 | 1087.5846 | 1026.7806 | 1026.769 | 921.6229 | 921.6229 | 922.701 | 922.701 | 922.701 | 922.701 | 1126.5883 | 1126.5406 | 1126.5406 | 1120.2121 | 1057.5841 | 1057.5721 | 949.2716 | 949.2716 | 950.382 | 950.382 | 950.382 | 950.382 | 1160.386 | 1160.3368 | 1160.3368 | 1153.8185 | 1089.3116 | 1089.2993 | 977.7497 | 977.7497 | 978.8935 | 978.8935 | 978.8935 | 978.8935 | 1195.1976 | 1195.1469 | 1195.1469 | 1188.433 | 1121.9909 | 1121.9783 | 1007.0822 | 1007.0822 | 1008.2603 | 1008.2603 | 1008.2603 | 1008.2603 | 1231.0535 | 1231.0013 | 1231.0013 | 1224.086 | 1155.6507 | 1155.6376 | 1037.2947 | 1037.2947 | 1038.5081 | 1038.5081 | 1038.5081 | 1038.5081 | 1267.9851 | 1267.9313 | 1267.9313 | 1260.8086 | 1190.3202 | 1190.3067 | 1068.4135 | 1068.4135 | 1069.6634 | 1069.6634 | 1069.6634 | 1069.6634 | 1306.0247 | 1305.9693 | 1305.9693 | 1298.6328 | 1226.0298 | 1226.0159 | 1100.4659 | 1100.4659 | 1101.7533 | 1101.7533 | 1101.7533 | 1101.7533 | 1345.2054 | 1345.1484 | 1345.1484 | 1337.5918 | 1262.8107 | 1262.7964 | 1133.4799 | 1133.4799 | 1134.8059 | 1134.8059 | 1134.8059 | 1134.8059 | 1385.5616 | 1385.5028 | 1385.5028 | 1377.7196 | 1300.695 | 1300.6803 | 1167.4843 | 1167.4843 | 1168.85 | 1168.85 | 1168.85 | 1168.85 | 1427.1284 | 1427.0679 | 1427.0679 | 1419.0512 | 1339.7158 | 1339.7007 | 1202.5088 | 1202.5088 | 1203.9155 | 1203.9155 | 1203.9155 | 1203.9155 | 1469.9423 | 1469.8799 | 1469.8799 | 1461.6227 | 1379.9073 | 1379.8917 | 1238.5841 | 1238.5841 | 1240.033 | 1240.033 | 1240.033 | 1240.033 | 1514.0405 | 1513.9763 | 1513.9763 | 1505.4714 | 1421.3045 | 1421.2885 | 1275.7416 | 1275.7416 | 1277.234 | 1277.234 | 1277.234 | 1277.234 | 1559.4617 | 1559.3956 | 1559.3956 | 1550.6355 | 1463.9437 | 1463.9271 | 1314.0139 | 1314.0139 | 1315.551 | 1315.551 | 1315.551 | 1315.551 | 1606.2456 | 1606.1775 | 1606.1775 | 1597.1546 | 1507.862 | 1507.845 | 1353.4343 | 1353.4343 | 1355.0175 | 1355.0175 | 1355.0175 | 1355.0175 | 1654.433 | 1654.3628 | 1654.3628 | 1645.0692 | 1553.0978
Tarifa comercialización |  | 125.95 | 128.92 | 135.29 | 139 | 147.13 | 154.2 | 159.19 | 156.6 | 160.06 | 154.89 | 153.61 | 151.97 | 132.7 | 133.16 | 121.2 | 119.83 | 151.5439 | 158.826 | 163.9657 | 161.298 | 164.8618 | 159.5367 | 158.2183 | 156.5291 | 136.681 | 137.1548 | 124.836 | 123.4249 | 156.0902 | 163.5908 | 168.8847 | 166.1369 | 169.8077 | 164.3228 | 162.9648 | 161.225 | 140.7814 | 141.2694 | 128.5811 | 127.1276 | 160.7729 | 168.4985 | 173.9512 | 171.121 | 174.9019 | 169.2525 | 167.8538 | 166.0617 | 145.0049 | 145.5075 | 132.4385 | 130.9415 | 165.5961 | 173.5535 | 179.1697 | 176.2547 | 180.1489 | 174.3301 | 172.8894 | 171.0436 | 149.355 | 149.8728 | 136.4117 | 134.8697 | 170.564 | 178.7601 | 184.5448 | 181.5423 | 185.5534 | 179.56 | 178.0761 | 176.1749 | 153.8357 | 154.3689 | 140.504 | 138.9158 | 175.6809 | 184.1229 | 190.0812 | 186.9886 | 191.12 | 184.9468 | 183.4184 | 181.4601 | 158.4507 | 159 | 144.7191 | 143.0833 | 180.9513 | 189.6466 | 195.7836 | 192.5982 | 196.8536 | 190.4952 | 188.9209 | 186.9039 | 163.2043 | 163.77 | 149.0607 | 147.3758 | 186.3799 | 195.3359 | 201.6571 | 198.3762 | 202.7592 | 196.21 | 194.5886 | 192.511 | 168.1004 | 168.6831 | 153.5325 | 151.7971 | 191.9713 | 201.196 | 207.7068 | 204.3275 | 208.842 | 202.0963 | 200.4262 | 198.2864 | 173.1434 | 173.7436 | 158.1385 | 156.351 | 197.7304 | 207.2319 | 213.938 | 210.4573 | 215.1073 | 208.1592 | 206.439 | 204.235 | 178.3377 | 178.9559 | 162.8827 | 161.0415 | 203.6623 | 213.4489 | 220.3562 | 216.771 | 221.5605 | 214.404 | 212.6322 | 210.362 | 183.6878 | 184.3246 | 167.7691 | 165.8727 | 209.7722 | 219.8523 | 226.9669 | 223.2742 | 228.2073 | 220.8361 | 219.0111 | 216.6729 | 189.1985 | 189.8543 | 172.8022 | 170.8489 | 216.0654 | 226.4479 | 233.7759 | 229.9724 | 235.0535 | 227.4612 | 225.5815 | 223.1731 | 194.8744 | 195.5499 | 177.9863 | 175.9744 | 222.5473 | 233.2413 | 240.7892 | 236.8716 | 242.1051 | 234.285 | 232.3489 | 229.8683 | 200.7207 | 201.4164 | 183.3259 | 181.2536 | 229.2237 | 240.2386 | 248.0128 | 243.9777 | 249.3683 | 241.3136 | 239.3194 | 236.7643 | 206.7423 | 207.4589 | 188.8257 | 186.6912 | 236.1005 | 247.4457 | 255.4532 | 251.297 | 256.8493 | 248.553 | 246.499 | 243.8672 | 212.9445 | 213.6827 | 194.4904 | 192.292 | 243.1835 | 254.8691 | 263.1168 | 258.8359 | 264.5548 | 256.0096 | 253.8939 | 251.1833 | 219.3329 | 220.0932 | 200.3251 | 198.0607 | 250.479 | 262.5152 | 271.0103 | 266.601 | 272.4914 | 263.6899 | 261.5107 | 258.7188 | 225.9129 | 226.696 | 206.3349 | 204.0026 | 257.9933 | 270.3906 | 279.1406 | 274.599 | 280.6662 | 271.6006 | 269.3561 | 266.4803
Tarifa Paneles |  | 0 | 0 | 0 | 0 | 0 | 117.7644 | 117.7644 | 117.7644 | 117.7644 | 117.7644 | 117.7644 | 117.7644 | 117.7644 | 117.7644 | 117.7644 | 117.7644 | 117.7644 | 123.6526 | 123.6526 | 123.6526 | 123.6526 | 123.6526 | 123.6526 | 123.6526 | 123.6526 | 123.6526 | 123.6526 | 123.6526 | 123.6526 | 129.8352 | 129.8352 | 129.8352 | 129.8352 | 129.8352 | 129.8352 | 129.8352 | 129.8352 | 129.8352 | 129.8352 | 129.8352 | 129.8352 | 133.7303 | 133.7303 | 133.7303 | 133.7303 | 133.7303 | 133.7303 | 133.7303 | 133.7303 | 133.7303 | 133.7303 | 133.7303 | 133.7303 | 140.4168 | 140.4168 | 140.4168 | 140.4168 | 140.4168 | 140.4168 | 140.4168 | 140.4168 | 140.4168 | 140.4168 | 140.4168 | 140.4168 | 144.6293 | 144.6293 | 144.6293 | 144.6293 | 144.6293 | 144.6293 | 144.6293 | 144.6293 | 144.6293 | 144.6293 | 144.6293 | 144.6293 | 151.8608 | 151.8608 | 151.8608 | 151.8608 | 151.8608 | 151.8608 | 151.8608 | 151.8608 | 151.8608 | 151.8608 | 151.8608 | 151.8608 | 159.4538 | 159.4538 | 159.4538 | 159.4538 | 159.4538 | 159.4538 | 159.4538 | 159.4538 | 159.4538 | 159.4538 | 159.4538 | 159.4538 | 167.4265 | 167.4265 | 167.4265 | 167.4265 | 167.4265 | 167.4265 | 167.4265 | 167.4265 | 167.4265 | 167.4265 | 167.4265 | 167.4265 | 175.7978 | 175.7978 | 175.7978 | 175.7978 | 175.7978 | 175.7978 | 175.7978 | 175.7978 | 175.7978 | 175.7978 | 175.7978 | 175.7978 | 129.2114 | 129.2114 | 129.2114 | 129.2114 | 129.2114 | 129.2114 | 129.2114 | 129.2114 | 129.2114 | 129.2114 | 129.2114 | 129.2114 | 135.672 | 135.672 | 135.672 | 135.672 | 135.672 | 135.672 | 135.672 | 135.672 | 135.672 | 135.672 | 135.672 | 135.672 | 142.4556 | 142.4556 | 142.4556 | 142.4556 | 142.4556 | 142.4556 | 142.4556 | 142.4556 | 142.4556 | 142.4556 | 142.4556 | 142.4556 | 149.5783 | 149.5783 | 149.5783 | 149.5783 | 149.5783 | 149.5783 | 149.5783 | 149.5783 | 149.5783 | 149.5783 | 149.5783 | 149.5783 | 157.0573 | 157.0573 | 157.0573 | 157.0573 | 157.0573 | 157.0573 | 157.0573 | 157.0573 | 157.0573 | 157.0573 | 157.0573 | 157.0573 | 164.9101 | 164.9101 | 164.9101 | 164.9101 | 164.9101 | 164.9101 | 164.9101 | 164.9101 | 164.9101 | 164.9101 | 164.9101 | 164.9101 | 173.1556 | 173.1556 | 173.1556 | 173.1556 | 173.1556 | 173.1556 | 173.1556 | 173.1556 | 173.1556 | 173.1556 | 173.1556 | 173.1556 | 181.8134 | 181.8134 | 181.8134 | 181.8134 | 181.8134 | 181.8134 | 181.8134 | 181.8134 | 181.8134 | 181.8134 | 181.8134 | 181.8134 | 190.9041 | 190.9041 | 190.9041 | 190.9041 | 190.9041 | 190.9041 | 190.9041 | 190.9041 | 190.9041 | 190.9041 | 190.9041 | 190.9041 | 200.4493 | 200.4493 | 200.4493 | 200.4493 | 200.4493 | 200.4493 | 200.4493
Precio Bolsa |  | 572.9533 | 872.3731 | 917.8468 | 918.487 | 759.5354 | 410.9707 | 502.7327 | 400 | 400 | 400 | 400 | 400 | 422.836 | 716.0687 | 750.528 | 543.4588 | 589.6038 | 431.5193 | 527.8694 | 402.7122 | 398.0044 | 400 | 400 | 400 | 443.9778 | 751.8722 | 788.0544 | 570.6318 | 619.0839 | 453.0953 | 554.2628 | 422.8479 | 417.9046 | 400 | 400 | 400 | 466.1767 | 789.4658 | 827.4571 | 599.1634 | 650.0381 | 475.75 | 581.976 | 443.9903 | 438.7998 | 400 | 400 | 400 | 489.4855 | 828.9391 | 868.83 | 629.1215 | 682.54 | 499.5375 | 611.0748 | 466.1898 | 460.7398 | 400 | 400 | 400 | 513.9598 | 870.386 | 912.2715 | 660.5776 | 716.667 | 524.5144 | 641.6285 | 489.4993 | 483.7768 | 416.7269 | 400 | 400 | 539.6578 | 913.9053 | 957.8851 | 693.6065 | 752.5004 | 550.7401 | 673.7099 | 513.9742 | 507.9656 | 437.5632 | 400 | 415.2808 | 566.6407 | 500 | 500 | 728.2868 | 790.1254 | 578.2771 | 707.3954 | 539.6729 | 533.3639 | 459.4414 | 404.5034 | 436.0449 | 594.9727 | 500 | 500 | 764.7012 | 829.6317 | 607.191 | 742.7652 | 566.6566 | 560.0321 | 482.4134 | 424.7286 | 457.8471 | 624.7214 | 500 | 500 | 802.9362 | 871.1133 | 637.5505 | 779.9035 | 594.9894 | 588.0337 | 506.5341 | 445.965 | 480.7395 | 655.9574 | 500 | 500 | 843.083 | 914.6689 | 669.428 | 818.8986 | 624.7389 | 617.4354 | 531.8608 | 468.2633 | 504.7764 | 688.7553 | 500 | 500 | 885.2372 | 500 | 702.8994 | 859.8436 | 655.9758 | 648.3072 | 558.4539 | 491.6764 | 530.0153 | 723.1931 | 500 | 500 | 500 | 500 | 500 | 500 | 500 | 500 | 500 | 500 | 500 | 500 | 500 | 500 | 500 | 500 | 500 | 500 | 500 | 500 | 500 | 500 | 500 | 500 | 500 | 500 | 500 | 500 | 500 | 500 | 500 | 500 | 500 | 500 | 500 | 500 | 500 | 500 | 500 | 500 | 500 | 500 | 500 | 500 | 500 | 500 | 500 | 500 | 500 | 500 | 500 | 500 | 500 | 500 | 500 | 500 | 500 | 500 | 500 | 500 | 500 | 500 | 500 | 500 | 500 | 500 | 500 | 500 | 500 | 500 | 500 | 500 | 500 | 500 | 500 | 500 | 500 | 500 | 500 | 500 | 500 | 500 | 500 | 500 | 500 | 500 | 500 | 500 | 500 | 500 | 500 | 500 | 500 | 500 | 500
Potencia Sistema | 15950 | bar: 2024-08-01
|  | 2024 | 2024 | 2024 | 2024 | 2024 | 2025 | 2025 | 2025 | 2025 | 2025 | 2025 | 2025 | 2025 | 2025 | 2025 | 2025 | 2025 | 2026 | 2026 | 2026 | 2026 | 2026 | 2026 | 2026 | 2026 | 2026 | 2026 | 2026 | 2026 | 2027 | 2027 | 2027 | 2027 | 2027 | 2027 | 2027 | 2027 | 2027 | 2027 | 2027 | 2027 | 2028 | 2028 | 2028 | 2028 | 2028 | 2028 | 2028 | 2028 | 2028 | 2028 | 2028 | 2028 | 2029 | 2029 | 2029 | 2029 | 2029 | 2029 | 2029 | 2029 | 2029 | 2029 | 2029 | 2029 | 2030 | 2030 | 2030 | 2030 | 2030 | 2030 | 2030 | 2030 | 2030 | 2030 | 2030 | 2030 | 2031 | 2031 | 2031 | 2031 | 2031 | 2031 | 2031 | 2031 | 2031 | 2031 | 2031 | 2031 | 2032 | 2032 | 2032 | 2032 | 2032 | 2032 | 2032 | 2032 | 2032 | 2032 | 2032 | 2032 | 2033 | 2033 | 2033 | 2033 | 2033 | 2033 | 2033 | 2033 | 2033 | 2033 | 2033 | 2033 | 2034 | 2034 | 2034 | 2034 | 2034 | 2034 | 2034 | 2034 | 2034 | 2034 | 2034 | 2034 | 2035 | 2035 | 2035 | 2035 | 2035 | 2035 | 2035 | 2035 | 2035 | 2035 | 2035 | 2035 | 2036 | 2036 | 2036 | 2036 | 2036 | 2036 | 2036 | 2036 | 2036 | 2036 | 2036 | 2036 | 2037 | 2037 | 2037 | 2037 | 2037 | 2037 | 2037 | 2037 | 2037 | 2037 | 2037 | 2037 | 2038 | 2038 | 2038 | 2038 | 2038 | 2038 | 2038 | 2038 | 2038 | 2038 | 2038 | 2038 | 2039 | 2039 | 2039 | 2039 | 2039 | 2039 | 2039 | 2039 | 2039 | 2039 | 2039 | 2039 | 2040 | 2040 | 2040 | 2040 | 2040 | 2040 | 2040 | 2040 | 2040 | 2040 | 2040 | 2040 | 2041 | 2041 | 2041 | 2041 | 2041 | 2041 | 2041 | 2041 | 2041 | 2041 | 2041 | 2041 | 2042 | 2042 | 2042 | 2042 | 2042 | 2042 | 2042 | 2042 | 2042 | 2042 | 2042 | 2042 | 2043 | 2043 | 2043 | 2043 | 2043 | 2043 | 2043 | 2043 | 2043 | 2043 | 2043 | 2043 | 2044 | 2044 | 2044 | 2044 | 2044 | 2044 | 2044
Producción | time axis 2024-08-01 to 2044-07-01
Energia Producida | kWh-mes | 2195.9335 | 2055.0388 | 1852.7674 | 1770.6797 | 1871.7622 | 2150.5786 | 1982.636 | 2360.8296 | 2144.5576 | 2079.2997 | 2090.0679 | 2224.0865 | 2191.452 | 2050.8449 | 1848.9863 | 1767.066 | 1867.9423 | 2146.1897 | 1978.5898 | 2356.0116 | 2140.1809 | 2075.0562 | 2085.8025 | 2219.5476 | 2189.2113 | 2048.7479 | 1847.0957 | 1765.2592 | 1866.0323 | 2143.9952 | 1976.5667 | 2353.6026 | 2137.9926 | 2072.9345 | 2083.6697 | 2217.2781 | 2186.9705 | 2046.6509 | 1845.2051 | 1763.4524 | 1864.1224 | 2141.8008 | 2045.0631 | 2351.1936 | 2135.8043 | 2070.8128 | 2081.537 | 2215.0086 | 2184.7298 | 2044.5539 | 1843.3145 | 1761.6456 | 1862.2124 | 2139.6063 | 1972.5205 | 2348.7846 | 2133.6159 | 2068.691 | 2079.4043 | 2212.7392 | 2173.5261 | 2034.069 | 1833.8616 | 1752.6115 | 1852.6626 | 2128.634 | 1962.4051 | 2336.7395 | 2122.6743 | 2058.0824 | 2068.7407 | 2201.3918 | 2162.3223 | 2023.5842 | 1824.4088 | 1743.5774 | 1843.1128 | 2117.6616 | 1952.2896 | 2324.6945 | 2111.7327 | 2047.4737 | 2058.0771 | 2190.0444 | 2151.1186 | 2013.0993 | 1814.9559 | 1734.5434 | 1833.563 | 2106.6893 | 2011.5374 | 2312.6495 | 2100.7911 | 2036.865 | 2047.4135 | 2178.697 | 2139.9148 | 2002.6144 | 1805.503 | 1725.5093 | 1824.0132 | 2095.7169 | 1932.0586 | 2300.6044 | 2089.8495 | 2026.2563 | 2036.7498 | 2167.3496 | 2128.7111 | 1992.1295 | 1796.0501 | 1716.4752 | 1814.4634 | 2084.7446 | 1921.9431 | 2288.5594 | 2078.9078 | 2015.6477 | 2026.0862 | 2156.0023 | 2106.3036 | 2036.865 | 1777.1443 | 1755.0206 | 1795.3638 | 2062.7999 | 1901.7121 | 2264.4693 | 2057.0246 | 1994.4303 | 2004.759 | 2133.3075 | 2083.8961 | 2015.1962 | 1758.2385 | 1736.3502 | 1776.2642 | 2040.8552 | 1948.6769 | 2240.3792 | 2035.1414 | 1973.213 | 1983.4318 | 2110.6127 | 2061.4886 | 1993.5275 | 1739.3327 | 1717.6797 | 1757.1645 | 2018.9106 | 1861.2502 | 2216.2891 | 2013.2581 | 1951.9956 | 1962.1046 | 2087.918 | 2039.0811 | 1971.8587 | 1720.4269 | 1699.0093 | 1738.0649 | 1996.9659 | 1841.0192 | 2192.199 | 1991.3749 | 1930.7783 | 1940.7773 | 2065.2232 | 2016.6737 | 1950.1899 | 1701.5211 | 1680.3389 | 1718.9653 | 1975.0212 | 1820.7882 | 2168.1089 | 1969.4916 | 1909.561 | 1919.4501 | 2042.5284 | 1994.2662 | 1928.5211 | 1682.6153 | 1661.6684 | 1699.8657 | 1953.0765 | 1864.8628 | 2144.0188 | 1947.6084 | 1888.3436 | 1898.1229 | 2019.8337 | 1971.8587 | 1906.8524 | 1663.7095 | 1642.998 | 1680.7661 | 1931.1318 | 1780.3262 | 2119.9287 | 1925.7252 | 1867.1263 | 1876.7957 | 1997.1389 | 1949.4512 | 1885.1836 | 1644.8037 | 1624.3276 | 1661.6665 | 1909.1872 | 1760.0953 | 2095.8386 | 1903.8419 | 1845.9089 | 1855.4684 | 1974.4442 | 1927.0437 | 1863.5148 | 1625.898 | 1605.6572 | 1642.5669 | 1887.2425 | 1739.8643 | 2071.7485 | 1881.9587 | 1824.6916 | 1834.1412 | 1951.7494 | 1904.6362 | 1841.846 | 1606.9922 | 1586.9867 | 1623.4672 | 1865.2978 | 1781.0488 | 2047.6584 | 1860.0754 | 1803.4742 | 1812.814 | 1929.0546
Consumo Real | KWh-mes | 1361 | 1712 | 1565 | 2143 | 2131 | 2409 | 2063 | 1931 | 1439 | 1428 | 1562 | 1231 | 1361 | 1712 | 1565 | 2143 | 2131 | 2409 | 2063 | 1931 | 1439 | 1428 | 1562 | 1231 | 1361 | 1712 | 1565 | 2143 | 2131 | 2409 | 2063 | 1931 | 1439 | 1428 | 1562 | 1231 | 1361 | 1712 | 1565 | 2143 | 2131 | 2409 | 2063 | 1931 | 1439 | 1428 | 1562 | 1231 | 1361 | 1712 | 1565 | 2143 | 2131 | 2409 | 2063 | 1931 | 1439 | 1428 | 1562 | 1231 | 1361 | 1712 | 1565 | 2143 | 2131 | 2409 | 2063 | 1931 | 1439 | 1428 | 1562 | 1231 | 1361 | 1712 | 1565 | 2143 | 2131 | 2409 | 2063 | 1931 | 1439 | 1428 | 1562 | 1231 | 1361 | 1712 | 1565 | 2143 | 2131 | 2409 | 2063 | 1931 | 1439 | 1428 | 1562 | 1231 | 1361 | 1712 | 1565 | 2143 | 2131 | 2409 | 2063 | 1931 | 1439 | 1428 | 1562 | 1231 | 1361 | 1712 | 1565 | 2143 | 2131 | 2409 | 2063 | 1931 | 1439 | 1428 | 1562 | 1231 | 1361 | 1712 | 1565 | 2143 | 2131 | 2409 | 2063 | 1931 | 1439 | 1428 | 1562 | 1231 | 1361 | 1712 | 1565 | 2143 | 2131 | 2409 | 2063 | 1931 | 1439 | 1428 | 1562 | 1231 | 1361 | 1712 | 1565 | 2143 | 2131 | 2409 | 2063 | 1931 | 1439 | 1428 | 1562 | 1231 | 1361 | 1712 | 1565 | 2143 | 2131 | 2409 | 2063 | 1931 | 1439 | 1428 | 1562 | 1231 | 1361 | 1712 | 1565 | 2143 | 2131 | 2409 | 2063 | 1931 | 1439 | 1428 | 1562 | 1231 | 1361 | 1712 | 1565 | 2143 | 2131 | 2409 | 2063 | 1931 | 1439 | 1428 | 1562 | 1231 | 1361 | 1712 | 1565 | 2143 | 2131 | 2409 | 2063 | 1931 | 1439 | 1428 | 1562 | 1231 | 1361 | 1712 | 1565 | 2143 | 2131 | 2409 | 2063 | 1931 | 1439 | 1428 | 1562 | 1231 | 1361 | 1712 | 1565 | 2143 | 2131 | 2409 | 2063 | 1931 | 1439 | 1428 | 1562 | 1231 | 1361 | 1712 | 1565 | 2143 | 2131 | 2409 | 2063 | 1931 | 1439 | 1428 | 1562 | 1231
Costo Actual Energía |  |  | 1098708.08 | 1463828.48 | 1337824.6 | 1944193.89 | 1933243.2 | 2185492.98 | 1946357.98 | 1821898.5 | 1357638.94 | 1347260.88 | 1465405.92 | 1090309.01 | 1205437.7 | 1361040 | 1244175 | 1705677.99 | 1696126.83 | 1917395.37 | 1642003.59 | 1876555.455 | 1398368.1082 | 1387678.7064 | 1509368.0976 | 1123018.2803 | 1241600.831 | 1401871.2 | 1281500.25 | 1756848.3297 | 1747010.6349 | 1974917.2311 | 1691263.6977 | 1932852.1187 | 1440319.1514 | 1429309.0676 | 1554649.1405 | 1156708.8287 | 1278848.8559 | 1443927.336 | 1319945.2575 | 1809553.7796 | 1799420.9539 | 2034164.748 | 1742001.6086 | 1990837.6822 | 1483528.726 | 1472188.3396 | 1601288.6147 | 1191410.0936 | 1317214.3216 | 1487245.1561 | 1359543.6152 | 1863840.393 | 1853403.5826 | 2095189.6905 | 1794261.6569 | 2050562.8127 | 1528034.5878 | 1516353.9898 | 1649327.2732 | 1227152.3964 | 1356730.7513 | 1531862.5108 | 1400329.9237 | 1919755.6048 | 1909005.69 | 2158045.3812 | 1848089.5066 | 2112079.6971 | 1573875.6254 | 1561844.6095 | 1698807.0914 | 1263966.9683 | 1397432.6738 | 1577818.3861 | 1442339.8214 | 1977348.2729 | 1966275.8607 | 2222786.7426 | 1903532.1918 | 2175442.088 | 1621091.8942 | 1608699.9478 | 1749771.3041 | 1301885.9773 | 1439355.654 | 1625152.9377 | 1485610.016 | 2036668.7211 | 2025264.1366 | 2289470.3449 | 1960638.1575 | 2240705.3506 | 1669724.651 | 1656960.9462 | 1802264.4432 | 1340942.5566 | 1482536.3236 | 1673907.5258 | 1530178.3165 | 2097768.7827 | 2086022.0607 | 2358154.4552 | 2019457.3023 | 2307926.5111 | 1719816.3905 | 1706669.7746 | 1856332.3765 | 1381170.8333 | 1527012.4133 | 1724124.7516 | 1576083.666 | 2160701.8462 | 2148602.7225 | 2428899.0889 | 2080041.0213 | 2377164.3065 | 1771410.8822 | 1757869.8678 | 1912022.3478 | 1422605.9583 | 1572822.7857 | 1775848.4941 | 1623366.176 | 2225522.9016 | 2213060.8042 | 2501766.0616 | 2142442.252 | 2448479.2357 | 1824553.2087 | 1810605.9639 | 1969383.0183 | 1465284.1371 | 1620007.4693 | 1829123.9489 | 1672067.1613 | 2292288.5886 | 2279452.6283 | 2576819.0434 | 2206715.5195 | 2521933.6127 | 1879289.805 | 1864924.1428 | 2028464.5088 | 1509242.6612 | 1668607.6934 | 1883997.6674 | 1722229.1761 | 2361057.2463 | 2347836.2071 | 2654123.6147 | 2272916.9851 | 2597591.6211 | 1935668.4991 | 1920871.8671 | 2089318.4441 | 1554519.941 | 1718665.9242 | 1940517.5974 | 1773896.0514 | 2431888.9637 | 2418271.2933 | 2733747.3232 | 2341104.4947 | 2675519.3697 | 1993738.5541 | 1978498.0231 | 2151997.9974 | 1601155.5393 | 1770225.9019 | 1998733.1254 | 1827112.9329 | 2504845.6326 | 2490819.4321 | 2815759.7429 | 2411337.6295 | 2755784.9508 | 2053550.7107 | 2037852.9638 | 2216557.9373 | 1649190.2054 | 1823332.679 | 2058695.1191 | 1881926.3209 | 2579991.0016 | 2565544.0151 | 2900232.5351 | 2483677.7584 | 2838458.4994 | 2115157.232 | 2098988.5527 | 2283054.6755 | 1698665.9116 | 1878032.6593 | 2120455.9727 | 1938384.1105 | 2657390.7316 | 2642510.3356 | 2987239.5112 | 2558188.0912 | 2923612.2543 | 2178611.949 | 2161958.2093 | 2351546.3157 | 1749625.889 | 1934373.6391 | 2184069.6519 | 1996535.6339 | 2737112.4536 | 2721785.6456 | 3076856.6965 | 2634933.7339 | 3011320.622 | 2243970.3075 | 2226816.9556 | 2422092.7052 | 1802114.6656 | 1992404.8483 | 2249591.7414 | 2056431.7029 | 2819225.8272 | 2803439.215 | 3169162.3974 | 2713981.7459 | 3101660.2406 | 2311289.4167 | 2293621.4642 | 2494755.4863 | 1856178.1056 | 2052176.9937 | 2317079.4937 | 2118124.654 | 2903802.602 | 2887542.3914 | 3264237.2694 | 2795401.1983 | 3194710.0478 | 2380628.0992 | 2362430.1082 | 2569598.1509
Costo Actual Contribución |  |  | 219741.616 | 292765.696 | 267564.92 | 388838.778 | 386648.64 | 437098.596 | 389271.596 | 364379.7 | 271527.788 | 269452.176 | 293081.184 | 218061.802 | 241087.54 | 272208 | 248835 | 341135.598 | 339225.366 | 383479.074 | 328400.718 | 375311.091 | 279673.6216 | 277535.7413 | 301873.6195 | 224603.6561 | 248320.1662 | 280374.24 | 256300.05 | 351369.6659 | 349402.127 | 394983.4462 | 338252.7395 | 386570.4237 | 288063.8303 | 285861.8135 | 310929.8281 | 231341.7657 | 255769.7712 | 288785.4672 | 263989.0515 | 361910.7559 | 359884.1908 | 406832.9496 | 348400.3217 | 398167.5364 | 296705.7452 | 294437.6679 | 320257.7229 | 238282.0187 | 263442.8643 | 297449.0312 | 271908.723 | 372768.0786 | 370680.7165 | 419037.9381 | 358852.3314 | 410112.5625 | 305606.9176 | 303270.798 | 329865.4546 | 245430.4793 | 271346.1503 | 306372.5022 | 280065.9847 | 383951.121 | 381801.138 | 431609.0762 | 369617.9013 | 422415.9394 | 314775.1251 | 312368.9219 | 339761.4183 | 252793.3937 | 279486.5348 | 315563.6772 | 288467.9643 | 395469.6546 | 393255.1721 | 444557.3485 | 380706.4384 | 435088.4176 | 324218.3788 | 321739.9896 | 349954.2608 | 260377.1955 | 287871.1308 | 325030.5875 | 297122.0032 | 407333.7442 | 405052.8273 | 457894.069 | 392127.6315 | 448141.0701 | 333944.9302 | 331392.1892 | 360452.8886 | 268188.5113 | 296507.2647 | 334781.5052 | 306035.6633 | 419553.7565 | 417204.4121 | 471630.891 | 403891.4605 | 461585.3022 | 343963.2781 | 341333.9549 | 371266.4753 | 276234.1667 | 305402.4827 | 344824.9503 | 315216.7332 | 432140.3692 | 429720.5445 | 485779.8178 | 416008.2043 | 475432.8613 | 354282.1764 | 351573.9736 | 382404.4696 | 284521.1917 | 314564.5571 | 355169.6988 | 324673.2352 | 445104.5803 | 442612.1608 | 500353.2123 | 428488.4504 | 489695.8471 | 364910.6417 | 362121.1928 | 393876.6037 | 293056.8274 | 324001.4939 | 365824.7898 | 334413.4323 | 458457.7177 | 455890.5257 | 515363.8087 | 441343.1039 | 504386.7225 | 375857.961 | 372984.8286 | 405692.9018 | 301848.5322 | 333721.5387 | 376799.5335 | 344445.8352 | 472211.4493 | 469567.2414 | 530824.7229 | 454583.397 | 519518.3242 | 387133.6998 | 384174.3734 | 417863.6888 | 310903.9882 | 343733.1848 | 388103.5195 | 354779.2103 | 486377.7927 | 483654.2587 | 546749.4646 | 468220.8989 | 535103.8739 | 398747.7108 | 395699.6046 | 430399.5995 | 320231.1079 | 354045.1804 | 399746.6251 | 365422.5866 | 500969.1265 | 498163.8864 | 563151.9486 | 482267.5259 | 551156.9902 | 410710.1421 | 407570.5928 | 443311.5875 | 329838.0411 | 364666.5358 | 411739.0238 | 376385.2642 | 515998.2003 | 513108.803 | 580046.507 | 496735.5517 | 567691.6999 | 423031.4464 | 419797.7105 | 456610.9351 | 339733.1823 | 375606.5319 | 424091.1945 | 387676.8221 | 531478.1463 | 528502.0671 | 597447.9022 | 511637.6182 | 584722.4509 | 435722.3898 | 432391.6419 | 470309.2631 | 349925.1778 | 386874.7278 | 436813.9304 | 399307.1268 | 547422.4907 | 544357.1291 | 615371.3393 | 526986.7468 | 602264.1244 | 448794.0615 | 445363.3911 | 484418.541 | 360422.9331 | 398480.9697 | 449918.3483 | 411286.3406 | 563845.1654 | 560687.843 | 633832.4795 | 542796.3492 | 620332.0481 | 462257.8833 | 458724.2928 | 498951.0973 | 371235.6211 | 410435.3987 | 463415.8987 | 423624.9308 | 580760.5204 | 577508.4783 | 652847.4539 | 559080.2397 | 638942.0096 | 476125.6198 | 472486.0216 | 513919.6302
Costo Actual Total |  |  | 1318449.696 | 1756594.176 | 1605389.52 | 2333032.668 | 2319891.84 | 2622591.576 | 2335629.576 | 2186278.2 | 1629166.728 | 1616713.056 | 1758487.104 | 1308370.812 | 1446525.24 | 1633248 | 1493010 | 2046813.588 | 2035352.196 | 2300874.444 | 1970404.308 | 2251866.546 | 1678041.7298 | 1665214.4477 | 1811241.7171 | 1347621.9364 | 1489920.9972 | 1682245.44 | 1537800.3 | 2108217.9956 | 2096412.7619 | 2369900.6773 | 2029516.4372 | 2319422.5424 | 1728382.9817 | 1715170.8811 | 1865578.9686 | 1388050.5945 | 1534618.6271 | 1732712.8032 | 1583934.309 | 2171464.5355 | 2159305.1447 | 2440997.6976 | 2090401.9304 | 2389005.2187 | 1780234.4712 | 1766626.0075 | 1921546.3377 | 1429692.1123 | 1580657.1859 | 1784694.1873 | 1631452.3383 | 2236608.4716 | 2224084.2991 | 2514227.6286 | 2153113.9883 | 2460675.3752 | 1833641.5053 | 1819624.7878 | 1979192.7278 | 1472582.8757 | 1628076.9015 | 1838235.0129 | 1680395.9084 | 2303706.7257 | 2290806.8281 | 2589654.4574 | 2217707.4079 | 2534495.6365 | 1888650.7505 | 1874213.5314 | 2038568.5097 | 1516760.3619 | 1676919.2086 | 1893382.0633 | 1730807.7857 | 2372817.9275 | 2359531.0329 | 2667344.0911 | 2284238.6302 | 2610530.5056 | 1945310.273 | 1930439.9373 | 2099725.5649 | 1562263.1728 | 1727226.7848 | 1950183.5252 | 1782732.0192 | 2444002.4653 | 2430316.9639 | 2747364.4139 | 2352765.7891 | 2688846.4207 | 2003669.5812 | 1988353.1355 | 2162717.3319 | 1609131.068 | 1779043.5884 | 2008689.031 | 1836213.9798 | 2517322.5393 | 2503226.4728 | 2829785.3463 | 2423348.7627 | 2769511.8133 | 2063779.6686 | 2048003.7295 | 2227598.8519 | 1657405 | 1832414.896 | 2068949.7019 | 1891300.3992 | 2592842.2155 | 2578323.267 | 2914678.9067 | 2496049.2256 | 2852597.1678 | 2125693.0587 | 2109443.8414 | 2294426.8174 | 1707127.15 | 1887387.3429 | 2131018.1929 | 1948039.4112 | 2670627.4819 | 2655672.965 | 3002119.2739 | 2570930.7024 | 2938175.0828 | 2189463.8504 | 2172727.1567 | 2363259.6219 | 1758340.9645 | 1944008.9632 | 2194948.7387 | 2006480.5935 | 2750746.3064 | 2735343.1539 | 3092182.8521 | 2648058.6235 | 3026320.3353 | 2255147.766 | 2237908.9714 | 2434157.4106 | 1811091.1934 | 2002329.2321 | 2260797.2009 | 2066675.0113 | 2833268.6956 | 2817403.4486 | 3184948.3377 | 2727500.3822 | 3117109.9453 | 2322802.1989 | 2305046.2405 | 2507182.1329 | 1865423.9292 | 2062399.109 | 2328621.1169 | 2128675.2617 | 2918266.7564 | 2901925.552 | 3280496.7878 | 2809325.3936 | 3210623.2437 | 2392486.2649 | 2374197.6277 | 2582397.5969 | 1921386.6471 | 2124271.0823 | 2398479.7504 | 2192535.5195 | 3005814.7591 | 2988983.3186 | 3378911.6914 | 2893605.1554 | 3306941.941 | 2464260.8528 | 2445423.5565 | 2659869.5248 | 1979028.2465 | 2187999.2148 | 2470434.1429 | 2258311.5851 | 3095989.2019 | 3078652.8181 | 3480279.0422 | 2980413.3101 | 3406150.1992 | 2538188.6784 | 2518786.2632 | 2739665.6105 | 2038399.0939 | 2253639.1912 | 2544547.1672 | 2326060.9327 | 3188868.878 | 3171012.4027 | 3584687.4134 | 3069825.7094 | 3508334.7052 | 2614334.3388 | 2594349.8511 | 2821855.5789 | 2099551.0667 | 2321248.3669 | 2620883.5822 | 2395842.7606 | 3284534.9443 | 3266142.7748 | 3692228.0358 | 3161920.4807 | 3613584.7464 | 2692764.369 | 2672180.3467 | 2906511.2462 | 2162537.5987 | 2390885.818 | 2699510.0897 | 2467718.0435 | 3383070.9926 | 3364127.058 | 3802994.8769 | 3256778.0951 | 3721992.2887 | 2773547.3 | 2752345.7571 | 2993706.5836 | 2227413.7267 | 2462612.3925 | 2780495.3924 | 2541749.5848 | 3484563.1224 | 3465050.8697 | 3917084.7232 | 3354481.4379 | 3833652.0574 | 2856753.719 | 2834916.1298 | 3083517.7811
|  | 2024 | 2025 | 2026 | 2027 | 2028 | 2029 | 2030 | 2031 | 2032 | 2033 | 2034 | 2035 | 2036 | 2037 | 2038 | 2039 | 2040 | 2041 | 2042 | 2043 | 2044
Costo Actual energia |  | 7013466.06 | 22396725.72 | 21878802.0578 | 22535166.1196 | 23211221.1032 | 23907557.7363 | 24624784.4683 | 25363528.0024 | 26124433.8425 | 26908166.8577 | 27715411.8635 | 28546874.2194 | 29403280.446 | 30285378.8593 | 31193940.2251 | 32129758.4319 | 33093651.1848 | 34086460.7204 | 35109054.542 | 36162326.1782 | 23345456.7183
Con Paneles | time axis 2024-08-01 to 2044-07-01
Excedentes Tipo 1 |  |  | 66687.4245 | 91961.1586 | 88539.9036 | 82610.3966 | 101781.5659 | 125437.9576 | 131270.4993 | 125495.703 | 91489.6762 | 88360.6564 | 98135.4313 | 70376.2526 | 70261.3833 | 94985.6335 | 79318.7695 | 71217.2937 | 104835.0129 | 129201.0963 | 135208.6143 | 129260.5741 | 94234.3665 | 91011.4761 | 101079.4942 | 72487.5401 | 72369.2248 | 97835.2025 | 81698.3325 | 73353.8125 | 107980.0633 | 133077.1292 | 139264.8727 | 133138.3913 | 97061.3975 | 93741.8204 | 104111.8791 | 74662.1663 | 74540.3016 | 100770.2586 | 84149.2825 | 75554.4269 | 111219.4652 | 137069.4431 | 143442.8189 | 137132.5431 | 99973.2394 | 96554.075 | 107235.2354 | 76902.0313 | 76776.5106 | 103793.3664 | 86673.761 | 77821.0597 | 114556.0491 | 141181.5264 | 147746.1034 | 141246.5194 | 102972.4366 | 99450.6973 | 110452.2925 | 79209.0923 | 79079.806 | 106907.1674 | 89273.9738 | 80155.6915 | 117992.7306 | 145416.9721 | 152178.4865 | 145483.915 | 106061.6097 | 102434.2182 | 113765.8613 | 81585.365 | 81452.2001 | 110114.3824 | 91952.193 | 82560.3623 | 121532.5125 | 149779.4813 | 156743.8411 | 149848.4324 | 109243.458 | 105507.2447 | 117178.8371 | 84032.926 | 83895.7661 | 113417.8139 | 94710.7588 | 85037.1731 | 125178.4879 | 154272.8657 | 161446.1564 | 154343.8854 | 112520.7617 | 108672.4621 | 120694.2022 | 86553.9138 | 86412.6391 | 116820.3483 | 97552.0816 | 87588.2883 | 128933.8426 | 158901.0517 | 166289.5411 | 158974.2019 | 115896.3846 | 111932.6359 | 124315.0283 | 89150.5312 | 89005.0183 | 120324.9587 | 100478.644 | 90215.937 | 132801.8578 | 163668.0833 | 171278.2273 | 163743.428 | 119373.2761 | 115290.615 | 128044.4791 | 91825.0471 | 91675.1689 | 123934.7075 | 103493.0034 | 92922.4151 | 136785.9136 | 168578.1258 | 176416.5741 | 168655.7308 | 122954.4744 | 118749.3334 | 131885.8135 | 94579.7985 | 94425.4239 | 127652.7487 | 106597.7935 | 95710.0875 | 140889.491 | 173635.4695 | 181709.0713 | 173715.4028 | 126643.1086 | 122311.8134 | 135842.3879 | 97417.1925 | 97258.1866 | 131482.3312 | 109795.7273 | 98581.3901 | 145116.1757 | 178844.5336 | 187160.3435 | 178926.8648 | 130442.4019 | 125981.1679 | 139917.6596 | 100339.7083 | 100175.9322 | 135426.8011 | 113089.5991 | 101538.8319 | 149469.661 | 184209.8696 | 192775.1538 | 184294.6708 | 134355.6739 | 129760.6029 | 144115.1894 | 103349.8995 | 103181.2102 | 139489.6051 | 116482.2871 | 104584.9968 | 153953.7508 | 189736.1657 | 198558.4084 | 189823.5109 | 138386.3441 | 133653.421 | 148438.645 | 106450.3965 | 106276.6465 | 143674.2933 | 119976.7557 | 107722.5467 | 158572.3633 | 195428.2507 | 204515.1607 | 195518.2162 | 142537.9345 | 137663.0236 | 152891.8044 | 109643.9084 | 109464.9459 | 147984.5221 | 123576.0583 | 110954.2231 | 163329.5342 | 201291.0982 | 210650.6155 | 201383.7627 | 146814.0725 | 141792.9143 | 157478.5585 | 112933.2256 | 112748.8943 | 152424.0578 | 127283.3401 | 114282.8498 | 168229.4202 | 207329.8312 | 216970.1339 | 207425.2756 | 151218.4947 | 146046.7017 | 162202.9153 | 116321.2224 | 116131.3611 | 156996.7795 | 131101.8403 | 117711.3353 | 173276.3029 | 213549.7261 | 223479.238 | 213648.0339 | 155755.0495 | 150428.1028 | 167069.0027 | 119810.8591 | 119615.3019 | 161706.6829 | 135034.8955 | 121242.6754 | 178474.5919 | 219956.2179 | 230183.6151 | 220057.4749 | 160427.701 | 154940.9459 | 172081.0728
Contribución por excedentes Tipo 1 |  |  | 13337.4849 | 18392.2317 | 17707.9807 | 16522.0793 | 20356.3132 | 25087.5915 | 26254.0999 | 25099.1406 | 18297.9352 | 17672.1313 | 19627.0863 | 14075.2505 | 14052.2767 | 18997.1267 | 15863.7539 | 14243.4587 | 20967.0026 | 25840.2193 | 27041.7229 | 25852.1148 | 18846.8733 | 18202.2952 | 20215.8988 | 14497.508 | 14473.845 | 19567.0405 | 16339.6665 | 14670.7625 | 21596.0127 | 26615.4258 | 27852.9745 | 26627.6783 | 19412.2795 | 18748.3641 | 20822.3758 | 14932.4333 | 14908.0603 | 20154.0517 | 16829.8565 | 15110.8854 | 22243.893 | 27413.8886 | 28688.5638 | 27426.5086 | 19994.6479 | 19310.815 | 21447.0471 | 15380.4063 | 15355.3021 | 20758.6733 | 17334.7522 | 15564.2119 | 22911.2098 | 28236.3053 | 29549.2207 | 28249.3039 | 20594.4873 | 19890.1395 | 22090.4585 | 15841.8185 | 15815.9612 | 21381.4335 | 17854.7948 | 16031.1383 | 23598.5461 | 29083.3944 | 30435.6973 | 29096.783 | 21212.3219 | 20486.8436 | 22753.1723 | 16317.073 | 16290.44 | 22022.8765 | 18390.4386 | 16512.0725 | 24306.5025 | 29955.8963 | 31348.7682 | 29969.6865 | 21848.6916 | 21101.4489 | 23435.7674 | 16806.5852 | 16779.1532 | 22683.5628 | 18942.1518 | 17007.4346 | 25035.6976 | 30854.5731 | 32289.2313 | 30868.7771 | 22504.1523 | 21734.4924 | 24138.8404 | 17310.7828 | 17282.5278 | 23364.0697 | 19510.4163 | 17517.6577 | 25786.7685 | 31780.2103 | 33257.9082 | 31794.8404 | 23179.2769 | 22386.5272 | 24863.0057 | 17830.1062 | 17801.0037 | 24064.9917 | 20095.7288 | 18043.1874 | 26560.3716 | 32733.6167 | 34255.6455 | 32748.6856 | 23874.6552 | 23058.123 | 25608.8958 | 18365.0094 | 18335.0338 | 24786.9415 | 20698.6007 | 18584.483 | 27357.1827 | 33715.6252 | 35283.3148 | 33731.1462 | 24590.8949 | 23749.8667 | 26377.1627 | 18915.9597 | 18885.0848 | 25530.5497 | 21319.5587 | 19142.0175 | 28177.8982 | 34727.0939 | 36341.8143 | 34743.0806 | 25328.6217 | 24462.3627 | 27168.4776 | 19483.4385 | 19451.6373 | 26296.4662 | 21959.1455 | 19716.278 | 29023.2351 | 35768.9067 | 37432.0687 | 35785.373 | 26088.4804 | 25196.2336 | 27983.5319 | 20067.9417 | 20035.1864 | 27085.3602 | 22617.9198 | 20307.7664 | 29893.9322 | 36841.9739 | 38555.0308 | 36858.9342 | 26871.1348 | 25952.1206 | 28823.0379 | 20669.9799 | 20636.242 | 27897.921 | 23296.4574 | 20916.9994 | 30790.7502 | 37947.2331 | 39711.6817 | 37964.7022 | 27677.2688 | 26730.6842 | 29687.729 | 21290.0793 | 21255.3293 | 28734.8587 | 23995.3511 | 21544.5093 | 31714.4727 | 39085.6501 | 40903.0321 | 39103.6432 | 28507.5869 | 27532.6047 | 30578.3609 | 21928.7817 | 21892.9892 | 29596.9044 | 24715.2117 | 22190.8446 | 32665.9068 | 40258.2196 | 42130.1231 | 40276.7525 | 29362.8145 | 28358.5829 | 31495.7117 | 22586.6451 | 22549.7789 | 30484.8116 | 25456.668 | 22856.57 | 33645.884 | 41465.9662 | 43394.0268 | 41485.0551 | 30243.6989 | 29209.3403 | 32440.5831 | 23264.2445 | 23226.2722 | 31399.3559 | 26220.3681 | 23542.2671 | 34655.2606 | 42709.9452 | 44695.8476 | 42729.6068 | 31151.0099 | 30085.6206 | 33413.8005 | 23962.1718 | 23923.0604 | 32341.3366 | 27006.9791 | 24248.5351 | 35694.9184 | 43991.2436 | 46036.723 | 44011.495 | 32085.5402 | 30988.1892 | 34416.2146
Importación sin crédito |  |  | 0 | 0 | 0 | 337780.1639 | 235180.5042 | 234445.0351 | 75820.1817 | 0 | 0 | 0 | 0 | 0 | 0 | 0 | 0 | 296340.9123 | 206335.1176 | 205685.3209 | 63964.0867 | 0 | 0 | 0 | 0 | 0 | 0 | 0 | 0 | 305231.1397 | 212525.1712 | 211855.8805 | 65883.0093 | 0 | 0 | 0 | 0 | 0 | 0 | 0 | 0 | 314388.0739 | 218900.9263 | 218211.5569 | 67859.4996 | 0 | 0 | 0 | 0 | 0 | 0 | 0 | 0 | 323819.7161 | 225467.9541 | 224757.9036 | 69895.2845 | 0 | 0 | 0 | 0 | 0 | 0 | 0 | 0 | 333534.3076 | 232231.9927 | 231500.6407 | 71992.1431 | 0 | 0 | 0 | 0 | 0 | 0 | 0 | 0 | 343540.3368 | 239198.9525 | 238445.6599 | 74151.9074 | 0 | 0 | 0 | 0 | 0 | 0 | 0 | 0 | 353846.5469 | 246374.9211 | 245599.0297 | 76376.4646 | 0 | 0 | 0 | 0 | 0 | 0 | 0 | 0 | 364461.9433 | 253766.1687 | 252967.0006 | 78667.7585 | 0 | 0 | 0 | 0 | 0 | 0 | 0 | 0 | 375395.8016 | 261379.1538 | 260556.0107 | 81027.7913 | 0 | 0 | 0 | 0 | 0 | 0 | 0 | 0 | 386657.6756 | 269220.5284 | 268372.691 | 83458.625 | 0 | 0 | 0 | 0 | 0 | 0 | 0 | 0 | 398257.4059 | 277297.1442 | 276423.8717 | 85962.3838 | 0 | 0 | 0 | 0 | 0 | 0 | 0 | 0 | 410205.1281 | 285616.0586 | 284716.5879 | 88541.2553 | 0 | 0 | 0 | 0 | 0 | 0 | 0 | 0 | 422511.2819 | 294184.5403 | 293258.0855 | 91197.493 | 0 | 0 | 0 | 0 | 0 | 0 | 0 | 0 | 435186.6204 | 303010.0765 | 302055.8281 | 93933.4177 | 0 | 0 | 0 | 0 | 0 | 0 | 0 | 0 | 448242.219 | 312100.3788 | 311117.5029 | 96751.4203 | 0 | 0 | 0 | 0 | 0 | 0 | 0 | 0 | 461689.4856 | 321463.3902 | 320451.028 | 99653.9629 | 0 | 0 | 0 | 0 | 0 | 0 | 0 | 0 | 475540.1701 | 331107.2919 | 330064.5588 | 102643.5818 | 0 | 0 | 0 | 0 | 0 | 0 | 0 | 0 | 489806.3752 | 341040.5106 | 339966.4956 | 105722.8892 | 0 | 0 | 0 | 0 | 0 | 0 | 0 | 0 | 504500.5665 | 351271.726 | 350165.4905 | 108894.5759 | 0 | 0 | 0 | 0
Contribución Importación sin crédito |  |  | 0 | 0 | 0 | 67556.0328 | 47036.1008 | 46889.007 | 15164.0363 | 0 | 0 | 0 | 0 | 0 | 0 | 0 | 0 | 59268.1825 | 41267.0235 | 41137.0642 | 12792.8173 | 0 | 0 | 0 | 0 | 0 | 0 | 0 | 0 | 61046.2279 | 42505.0342 | 42371.1761 | 13176.6019 | 0 | 0 | 0 | 0 | 0 | 0 | 0 | 0 | 62877.6148 | 43780.1853 | 43642.3114 | 13571.8999 | 0 | 0 | 0 | 0 | 0 | 0 | 0 | 0 | 64763.9432 | 45093.5908 | 44951.5807 | 13979.0569 | 0 | 0 | 0 | 0 | 0 | 0 | 0 | 0 | 66706.8615 | 46446.3985 | 46300.1281 | 14398.4286 | 0 | 0 | 0 | 0 | 0 | 0 | 0 | 0 | 68708.0674 | 47839.7905 | 47689.132 | 14830.3815 | 0 | 0 | 0 | 0 | 0 | 0 | 0 | 0 | 70769.3094 | 49274.9842 | 49119.8059 | 15275.2929 | 0 | 0 | 0 | 0 | 0 | 0 | 0 | 0 | 72892.3887 | 50753.2337 | 50593.4001 | 15733.5517 | 0 | 0 | 0 | 0 | 0 | 0 | 0 | 0 | 75079.1603 | 52275.8308 | 52111.2021 | 16205.5583 | 0 | 0 | 0 | 0 | 0 | 0 | 0 | 0 | 77331.5351 | 53844.1057 | 53674.5382 | 16691.725 | 0 | 0 | 0 | 0 | 0 | 0 | 0 | 0 | 79651.4812 | 55459.4288 | 55284.7743 | 17192.4768 | 0 | 0 | 0 | 0 | 0 | 0 | 0 | 0 | 82041.0256 | 57123.2117 | 56943.3176 | 17708.2511 | 0 | 0 | 0 | 0 | 0 | 0 | 0 | 0 | 84502.2564 | 58836.9081 | 58651.6171 | 18239.4986 | 0 | 0 | 0 | 0 | 0 | 0 | 0 | 0 | 87037.3241 | 60602.0153 | 60411.1656 | 18786.6835 | 0 | 0 | 0 | 0 | 0 | 0 | 0 | 0 | 89648.4438 | 62420.0758 | 62223.5006 | 19350.2841 | 0 | 0 | 0 | 0 | 0 | 0 | 0 | 0 | 92337.8971 | 64292.678 | 64090.2056 | 19930.7926 | 0 | 0 | 0 | 0 | 0 | 0 | 0 | 0 | 95108.034 | 66221.4584 | 66012.9118 | 20528.7164 | 0 | 0 | 0 | 0 | 0 | 0 | 0 | 0 | 97961.275 | 68208.1021 | 67993.2991 | 21144.5778 | 0 | 0 | 0 | 0 | 0 | 0 | 0 | 0 | 100900.1133 | 70254.3452 | 70033.0981 | 21778.9152 | 0 | 0 | 0 | 0
Excedentes Tipo 2 |  |  | -478377.9619 | -299257.8421 | -264126.4102 | 0 | 0 | 0 | 0 | -171931.8592 | -282223.0276 | -260519.8828 | -195537.9501 | -397234.6136 | -353039.9717 | -245639.3783 | -215977.5264 | 0 | 0 | 0 | 0 | -173097.6641 | -280814.9899 | -260519.8828 | -195537.9501 | -397234.6136 | -370691.9703 | -257921.3472 | -226776.4027 | 0 | 0 | 0 | 0 | -181752.5473 | -294855.7394 | -260519.8828 | -195537.9501 | -397234.6136 | -389226.5688 | -270817.4145 | -238115.2229 | 0 | 0 | 0 | 0 | -190840.1746 | -309598.5264 | -260519.8828 | -195537.9501 | -397234.6136 | -408687.8972 | -284358.2853 | -250020.984 | 0 | 0 | 0 | 0 | -200382.1834 | -325078.4527 | -260519.8828 | -195537.9501 | -397234.6136 | -429122.2921 | -298576.1995 | -262522.0332 | 0 | 0 | 0 | 0 | -210401.2925 | -341332.3753 | -271414.0883 | -195537.9501 | -397234.6136 | -450578.4067 | -313505.0095 | -275648.1349 | 0 | 0 | 0 | 0 | -220921.3572 | -358398.9941 | -284984.7927 | -195537.9501 | -412409.7961 | -473107.327 | -171519.416 | -143883.7198 | 0 | 0 | 0 | 0 | -231967.425 | -376318.9438 | -299234.0323 | -197739.4257 | -433030.2859 | -496762.6934 | -171519.416 | -143883.7198 | 0 | 0 | 0 | 0 | -243565.7963 | -395134.891 | -314195.7339 | -207626.397 | -454681.8002 | -521600.828 | -171519.416 | -143883.7198 | 0 | 0 | 0 | 0 | -255744.0861 | -414891.6355 | -329905.5206 | -218007.7168 | -477415.8902 | -547680.8694 | -171519.416 | -143883.7198 | 0 | 0 | 0 | 0 | -268531.2904 | -435636.2173 | -346400.7967 | -228908.1027 | -501286.6847 | -575064.9129 | -171519.416 | -143883.7198 | 0 | 0 | 0 | 0 | -281957.8549 | -457418.0282 | -363720.8365 | -240353.5078 | -526351.0189 | -603818.1585 | -171519.416 | -143883.7198 | 0 | 0 | 0 | 0 | -214914.824 | -352778.7845 | -325649.8536 | -244422.4376 | -496543.267 | -417466.7699 | -171519.416 | -143883.7198 | 0 | 0 | 0 | 0 | -214914.824 | -352778.7845 | -325649.8536 | -244422.4376 | -496543.267 | -417466.7699 | -171519.416 | -143883.7198 | 0 | 0 | 0 | 0 | -214914.824 | -352778.7845 | -325649.8536 | -244422.4376 | -496543.267 | -417466.7699 | -171519.416 | -143883.7198 | 0 | 0 | 0 | 0 | -214914.824 | -352778.7845 | -325649.8536 | -244422.4376 | -496543.267 | -417466.7699 | -171519.416 | -143883.7198 | 0 | 0 | 0 | 0 | -214914.824 | -352778.7845 | -325649.8536 | -244422.4376 | -496543.267 | -417466.7699 | -171519.416 | -143883.7198 | 0 | 0 | 0 | 0 | -214914.824 | -352778.7845 | -325649.8536 | -244422.4376 | -496543.267 | -417466.7699 | -171519.416 | -143883.7198 | 0 | 0 | 0 | 0 | -214914.824 | -352778.7845 | -325649.8536 | -244422.4376 | -496543.267 | -417466.7699 | -171519.416 | -143883.7198 | 0 | 0 | 0 | 0 | -214914.824 | -352778.7845 | -325649.8536 | -244422.4376
Contribución por excedentes Tipo 2
Costo Generación Paneles |  |  | 0 | 0 | 0 | 0 | 0 | 253261.5543 | 233483.8996 | 278021.6346 | 252552.4878 | 244867.4363 | 246135.5461 | 261918.1668 | 258074.9863 | 241516.4707 | 217744.719 | 208097.4337 | 219977.0636 | 265381.9287 | 244657.772 | 291326.9557 | 264638.9282 | 256586.0921 | 257914.8901 | 274452.822 | 270701.6612 | 253332.9974 | 228398.1799 | 218278.8879 | 230739.7451 | 278366.1059 | 256627.9912 | 305580.5291 | 277586.7531 | 269139.9209 | 270533.7322 | 287880.8051 | 283945.8162 | 265727.3856 | 239572.6252 | 228958.2439 | 242028.7521 | 286423.6222 | 273486.8629 | 314425.7874 | 285621.7105 | 276930.3784 | 278364.5346 | 296213.7316 | 292164.5348 | 273418.7777 | 246506.9763 | 235585.3652 | 249034.195 | 300436.6631 | 276975.0186 | 329808.8113 | 299595.5186 | 290478.9701 | 291983.2912 | 310705.7456 | 305199.5678 | 285617.4616 | 257504.9798 | 246096.0969 | 260144.9514 | 307862.8412 | 283821.2729 | 337961.0086 | 307000.9052 | 297659.0144 | 299200.5193 | 318385.7543 | 312735.1654 | 292669.5628 | 263862.9636 | 252172.3871 | 266568.118 | 321589.7153 | 296476.1905 | 353029.8887 | 320689.3477 | 310930.9241 | 312541.161 | 332581.8202 | 326670.5148 | 305710.7972 | 275620.5879 | 263409.0841 | 278446.2828 | 335919.6197 | 320747.2983 | 368760.7542 | 334979.1321 | 324785.8772 | 326467.8656 | 347401.5282 | 341217.5611 | 319324.4812 | 287894.3172 | 275139.0199 | 290845.8438 | 350878.5403 | 323477.7979 | 385182.1315 | 349896.1715 | 339248.9983 | 341005.8877 | 362871.7525 | 356402.6358 | 333535.2565 | 300706.368 | 287383.4266 | 303789.2453 | 366493.5538 | 337873.4067 | 402323.7447 | 365467.4671 | 354346.4668 | 356181.5424 | 379020.4954 | 370283.5806 | 358076.4296 | 312418.0897 | 308528.7966 | 315621.0369 | 266537.2593 | 245722.8808 | 292595.2371 | 265791.0243 | 257703.1304 | 259037.7133 | 275647.6424 | 269263.1293 | 260386.3228 | 227184.4523 | 224356.2329 | 229513.5742 | 276886.8444 | 264380.8282 | 303956.6479 | 276111.6332 | 267709.6881 | 269096.0926 | 286350.9817 | 279686.2181 | 270465.7934 | 235978.6892 | 233040.9903 | 238397.9707 | 287605.0448 | 265145.4446 | 315722.7116 | 286799.8254 | 278072.6438 | 279512.7155 | 297435.5358 | 290478.4581 | 280902.2452 | 245084.3886 | 242033.3328 | 247597.0228 | 298702.8482 | 275376.6004 | 327905.4902 | 297866.5578 | 288802.6208 | 290298.2605 | 308912.6679 | 301650.7065 | 291706.1777 | 254510.7113 | 251342.3072 | 257119.9852 | 310191.4192 | 285968.0081 | 340517.2398 | 309322.9639 | 299910.4139 | 301463.5782 | 320793.9244 | 313213.9836 | 302888.2478 | 264266.9552 | 260977.0956 | 266976.2513 | 322082.0903 | 307534.762 | 353570.4007 | 321180.3442 | 311406.9798 | 313019.6821 | 333091.0248 | 325179.4616 | 314459.2596 | 274362.5467 | 270947.0071 | 277175.3441 | 334386.35 | 308273.5127 | 367077.5845 | 333450.1551 | 323303.4262 | 324977.7373 | 345815.8505 | 337558.4524 | 326430.1518 | 284807.03 | 281261.4671 | 287726.9054 | 347115.8303 | 320008.9248 | 381051.5607 | 346143.9962 | 335610.9998 | 337349.0489 | 358980.4312 | 350362.3937 | 338811.9852 | 295610.0553 | 291930.0055 | 298640.6846 | 360282.2928 | 332147.1944 | 395505.2406 | 359273.5961 | 348341.0722 | 350145.0473 | 372596.9303 | 363602.833 | 351615.9265 | 306781.3656 | 302962.244 | 309926.5244 | 373897.6121 | 357009.9568 | 410451.6596 | 372850.7959 | 361505.1244 | 363377.273
Total Costo del SFV |  | 0 | -398353.0525 | -188904.4518 | -157878.5258 | 504468.6726 | 404354.4842 | 685121.1455 | 481992.7168 | 256684.619 | 80117.0716 | 90380.3411 | 168360.1136 | -50864.9437 | -10651.3254 | 109859.8527 | 96949.716 | 649167.2809 | 593381.2203 | 667245.6293 | 483665.0131 | 273341.9805 | 96905.1781 | 105279.9806 | 183672.3332 | -35796.7434 | -13147.2392 | 112813.8933 | 99659.7763 | 672580.8305 | 615346.0265 | 692285.7175 | 502805.4496 | 283594.0515 | 99204.6907 | 121110.2225 | 199930.037 | -19759.2088 | -15832.3907 | 115834.2814 | 102436.5414 | 696889.2448 | 638173.2219 | 712760.8222 | 527049.6451 | 288144.6645 | 95991.0714 | 132275.3855 | 211508.867 | -8738.4444 | -24391.5497 | 113612.532 | 100494.5055 | 717554.2961 | 657062.9989 | 739563.9791 | 538144.6842 | 298922.4512 | 98083.9898 | 149299.924 | 228988.0922 | 8522.0428 | -29026.9571 | 115329.8629 | 102111.7152 | 742524.0957 | 680414.6194 | 760163.9766 | 552826.0285 | 302140.414 | 92942.4615 | 149165.9879 | 240181.6027 | 19053.5788 | -40100.6011 | 111301.8122 | 98557.4604 | 763493.2259 | 699445.876 | 787459.8848 | 573551.0887 | 311926.6504 | 93382.5031 | 152554.825 | 257617.8154 | 21011.5353 | -45761.8929 | 270292.7579 | 245389.7787 | 790069.5481 | 724310.3736 | 815765.8943 | 606134.4435 | 322005.9916 | 93685.1023 | 155958.7993 | 273561.4825 | 18235.9388 | -51849.9653 | 287989.4831 | 261073.0953 | 817599.2978 | 750085.8573 | 845120.2031 | 617426.5575 | 332385.3775 | 93836.942 | 159372.4274 | 282557.5247 | 15170.5898 | -58392.1702 | 306405.791 | 277397.021 | 846117.5128 | 776806.4592 | 875562.4665 | 640640.6291 | 343071.7722 | 93823.7629 | 162789.6841 | 291827.2005 | 11794.6618 | -67387.0862 | 335278.6626 | 292725.9739 | 884024.9054 | 802828.7673 | 790878.2394 | 557573.1197 | 226450.8237 | -22299.8238 | 53801.5339 | 188392.5868 | -112143.284 | -192491.2749 | 242050.2053 | 211218.0847 | 817117.225 | 731337.5365 | 816958.0539 | 585586.5744 | 230457.2763 | -29334.6647 | 50763.0278 | 191753.4503 | -123099.4062 | -207422.1164 | 256725.1748 | 223849.8421 | 843584.8122 | 755276.6518 | 843878.3906 | 595987.3632 | 315520.1254 | 90551.9232 | 103600.1917 | 202991.4694 | -78700.0812 | -6777.1931 | 271894.9905 | 236908.1877 | 870893.4694 | 779982.0643 | 871664.3943 | 616143.7765 | 334144.2711 | 106314.582 | 118865.4907 | 218814.0502 | -63610.7196 | 8001.3888 | 287574.2879 | 250405.7359 | 899068.2478 | 805476.578 | 900341.8118 | 636958.1995 | 353390.6289 | 122607.7924 | 134644.6656 | 235167.5147 | -48008.8668 | 23279.1895 | 303777.9838 | 264355.3422 | 928134.8145 | 831783.5419 | 929936.9946 | 669054.6591 | 373277.4361 | 139447.081 | 150952.7546 | 252067.4097 | -31879.5521 | 39070.6268 | 320521.2701 | 278770.0969 | 958119.4575 | 858926.8533 | 960476.9014 | 680639.0067 | 393823.2757 | 156848.2576 | 167805.0698 | 269529.57 | -15207.5457 | 55390.3557 | 337819.6051 | 293663.3184 | 989049.091 | 886930.96 | 991989.0983 | 703545.3837 | 415047.0674 | 174827.4053 | 185217.1884 | 287570.1097 | 2022.6311 | 72253.2572 | 355688.7046 | 309048.5439 | 1020951.2581 | 915820.8608 | 1024501.7589 | 727189.747 | 436968.0572 | 193400.871 | 203204.942 | 306205.413 | 19826.6942 | 89674.4255 | 374144.5299 | 324939.5204 | 1053854.1343 | 945622.1059 | 1058043.6621 | 763903.786 | 459605.8054 | 212585.2526 | 221784.4059 | 325452.1227
|  | 2024 | 2025 | 2026 | 2027 | 2028 | 2029 | 2030 | 2031 | 2032 | 2033 | 2034 | 2035 | 2036 | 2037 | 2038 | 2039 | 2040 | 2041 | 2042 | 2043 | 2044
Costo de energía con SFV |  | -240667.3575 | 2961471.0723 | 3239601.8525 | 3393844.6632 | 3504435.0172 | 3649526.8789 | 3730140.5669 | 4156940.3706 | 4324469.937 | 4467483.6339 | 4640959.092 | 3563376.203 | 3571159.5608 | 4202025.4885 | 4427367.5699 | 4660125.6538 | 4911121.7764 | 5148763.7591 | 5405091.6076 | 5669730.9543 | 3986997.1407
Flujo de caja neto |  | 0 | 1716802.7485 | 1945498.6278 | 1763268.0458 | 1828563.9954 | 1915537.3558 | 1937470.4305 | 1853636.8592 | 1929593.581 | 1549049.6564 | 1526332.7149 | 1590126.9904 | 1359235.7557 | 1457176.5654 | 1523388.1473 | 1396060.284 | 1397646.3071 | 1441970.9757 | 1633628.8147 | 1486739.2949 | 1978524.5655 | 1581136.5517 | 1559934.4671 | 1627569.384 | 1383418.6798 | 1503068.2364 | 1569431.5467 | 1438140.5237 | 1435637.1651 | 1481066.7354 | 1677614.9599 | 1526710.9877 | 2035828.4909 | 1629178.2911 | 1594060.6586 | 1665648.9317 | 1407809.8033 | 1550451.0178 | 1616878.5218 | 1481497.7676 | 1474575.2907 | 1521131.9228 | 1728236.8755 | 1563352.2853 | 2100860.5542 | 1684243.3998 | 1634350.622 | 1710037.4707 | 1438430.5567 | 1605048.7356 | 1671081.6552 | 1530957.8328 | 1519054.1754 | 1567021.3002 | 1774663.6495 | 1614969.3041 | 2161752.924 | 1735557.5155 | 1670324.8638 | 1750204.6357 | 1464060.8329 | 1657103.8586 | 1722905.15 | 1578284.1932 | 1561182.63 | 1610392.2087 | 1829490.4808 | 1664881.3795 | 2232355.2224 | 1795708.2889 | 1725047.5435 | 1798386.9069 | 1497706.7831 | 1717019.8096 | 1782080.2511 | 1632250.3253 | 1609324.7016 | 1660085.1569 | 1879884.2064 | 1710687.5414 | 2298603.8552 | 1851927.7699 | 1777885.1123 | 1842107.7495 | 1541251.6375 | 1772988.6777 | 1679890.7673 | 1537342.2405 | 1653932.9172 | 1706006.5903 | 1931598.5196 | 1746631.3456 | 2366840.4291 | 1909984.4789 | 1832394.3362 | 1889155.8494 | 1590895.1291 | 1830893.5536 | 1720699.5479 | 1575140.8845 | 1699723.2414 | 1753140.6155 | 1984665.1432 | 1805922.2053 | 2437126.4358 | 1969942.7266 | 1888631.3021 | 1945041.3272 | 1642234.4102 | 1890807.0662 | 1762543.9109 | 1613903.3782 | 1746724.7026 | 1801516.8078 | 2039116.4401 | 1855408.5965 | 2509525.3956 | 2031869.2958 | 1946654.1573 | 2002599.6169 | 1695332.4882 | 1954774.4291 | 1795739.5304 | 1655313.4373 | 1786602.5765 | 1852844.1977 | 2211241.0345 | 2013357.5826 | 2711724.2591 | 2211763.6742 | 2118925.6228 | 2174867.0351 | 1870484.2485 | 2136500.2381 | 1952898.5335 | 1795262.5088 | 1933629.0814 | 2004005.6175 | 2275224.7982 | 2062472.0491 | 2795863.059 | 2284482.4306 | 2187145.9436 | 2242403.9603 | 1934190.5997 | 2209751.3485 | 2004072.0261 | 1842825.1692 | 1989683.8834 | 2062126.7968 | 2341069.9471 | 2131513.019 | 2801589.8199 | 2232250.2758 | 2201446.0488 | 2304190.6635 | 1944124.0104 | 2069176.3022 | 2056726.1264 | 1891767.074 | 2047373.2871 | 2121943.4877 | 2408832.3935 | 2193181.6171 | 2876478.9726 | 2286171.6829 | 2255332.137 | 2363583.5467 | 1984997.3667 | 2116269.6935 | 2110905.4626 | 1942129.7836 | 2106746.5113 | 2183506.7406 | 2478569.8796 | 2256646.956 | 2953551.3121 | 2341653.0605 | 2310778.891 | 2424702.0101 | 2027037.1133 | 2164720.0253 | 2166656.1591 | 1993956.2429 | 2167854.3874 | 2246869.2763 | 2550342.0475 | 2311358.6509 | 3032872.7631 | 2398741.5974 | 2367833.5087 | 2487598.2008 | 2070278.646 | 2214568.5644 | 2224025.8972 | 2047290.8357 | 2230749.4204 | 2312085.5493 | 2624210.512 | 2389186.7026 | 3114511.4295 | 2457486.0812 | 2426544.7813 | 2552326.0089 | 2114758.6124 | 2265858.0113 | 2283063.9771 | 2102179.4423 | 2295485.8533 | 2379211.8147 | 2700238.9375 | 2458375.097 | 3198537.6789 | 2517936.9636 | 2486963.1583 | 2618941.1366 | 2160514.9677 | 2318632.5608 | 2343821.3852 | 2158669.4996 | 2362119.7345 | 2448306.1972 | 2778493.118 | 2529588.3481 | 3285024.2315 | 2580146.429 | 2549140.815 | 2687501.1706 | 2207587.0325 | 2372937.967 | 2406350.8625 | 2216810.0644 | 2430708.9881 | 2519428.7638 | 2859041.0612 | 2590577.652 | 3374046.252 | 2644168.4664 | 2613131.7239 | 2758065.6584
Flujo de caja acumulado |  | 0 | 1716802.7485 | 3662301.3763 | 5425569.4221 | 7254133.4175 | 9169670.7733 | 11107141.2038 | 12960778.063 | 14890371.644 | 16439421.3004 | 17965754.0153 | 19555881.0057 | 20915116.7613 | 22372293.3267 | 23895681.474 | 25291741.7581 | 26689388.0652 | 28131359.0409 | 29764987.8556 | 31251727.1505 | 33230251.7159 | 34811388.2676 | 36371322.7347 | 37998892.1187 | 39382310.7985 | 40885379.0349 | 42454810.5816 | 43892951.1053 | 45328588.2705 | 46809655.0059 | 48487269.9657 | 50013980.9534 | 52049809.4443 | 53678987.7353 | 55273048.394 | 56938697.3256 | 58346507.1289 | 59896958.1467 | 61513836.6685 | 62995334.4361 | 64469909.7268 | 65991041.6496 | 67719278.5251 | 69282630.8104 | 71383491.3646 | 73067734.7643 | 74702085.3864 | 76412122.857 | 77850553.4137 | 79455602.1493 | 81126683.8046 | 82657641.6373 | 84176695.8128 | 85743717.113 | 87518380.7624 | 89133350.0665 | 91295102.9905 | 93030660.506 | 94700985.3698 | 96451190.0055 | 97915250.8383 | 99572354.6969 | 101295259.8469 | 102873544.0401 | 104434726.6701 | 106045118.8788 | 107874609.3596 | 109539490.739 | 111771845.9615 | 113567554.2504 | 115292601.7939 | 117090988.7008 | 118588695.4839 | 120305715.2936 | 122087795.5447 | 123720045.87 | 125329370.5715 | 126989455.7284 | 128869339.9348 | 130580027.4762 | 132878631.3314 | 134730559.1012 | 136508444.2135 | 138350551.9631 | 139891803.6006 | 141664792.2782 | 143344683.0456 | 144882025.2861 | 146535958.2033 | 148241964.7936 | 150173563.3132 | 151920194.6588 | 154287035.0879 | 156197019.5668 | 158029413.9029 | 159918569.7523 | 161509464.8814 | 163340358.435 | 165061057.9829 | 166636198.8674 | 168335922.1088 | 170089062.7243 | 172073727.8675 | 173879650.0727 | 176316776.5086 | 178286719.2351 | 180175350.5372 | 182120391.8644 | 183762626.2747 | 185653433.3409 | 187415977.2518 | 189029880.63 | 190776605.3326 | 192578122.1404 | 194617238.5806 | 196472647.1771 | 198982172.5727 | 201014041.8685 | 202960696.0258 | 204963295.6426 | 206658628.1309 | 208613402.5599 | 210409142.0903 | 212064455.5276 | 213851058.1041 | 215703902.3018 | 217915143.3363 | 219928500.919 | 222640225.1781 | 224851988.8523 | 226970914.4751 | 229145781.5102 | 231016265.7587 | 233152765.9968 | 235105664.5303 | 236900927.0391 | 238834556.1205 | 240838561.738 | 243113786.5362 | 245176258.5853 | 247972121.6443 | 250256604.0749 | 252443750.0185 | 254686153.9788 | 256620344.5784 | 258830095.9269 | 260834167.953 | 262676993.1223 | 264666677.0057 | 266728803.8025 | 269069873.7495 | 271201386.7685 | 274002976.5884 | 276235226.8642 | 278436672.913 | 280740863.5765 | 282684987.587 | 284754163.8891 | 286810890.0155 | 288702657.0895 | 290750030.3765 | 292871973.8642 | 295280806.2577 | 297473987.8749 | 300350466.8474 | 302636638.5303 | 304891970.6673 | 307255554.214 | 309240551.5808 | 311356821.2742 | 313467726.7368 | 315409856.5204 | 317516603.0317 | 319700109.7723 | 322178679.6519 | 324435326.6079 | 327388877.92 | 329730530.9805 | 332041309.8715 | 334466011.8816 | 336493048.9949 | 338657769.0202 | 340824425.1794 | 342818381.4223 | 344986235.8097 | 347233105.086 | 349783447.1335 | 352094805.7845 | 355127678.5476 | 357526420.145 | 359894253.6537 | 362381851.8545 | 364452130.5005 | 366666699.0649 | 368890724.9621 | 370938015.7978 | 373168765.2182 | 375480850.7675 | 378105061.2796 | 380494247.9822 | 383608759.4117 | 386066245.4929 | 388492790.2742 | 391045116.2831 | 393159874.8955 | 395425732.9068 | 397708796.8839 | 399810976.3262 | 402106462.1795 | 404485673.9942 | 407185912.9318 | 409644288.0287 | 412842825.7077 | 415360762.6713 | 417847725.8296 | 420466666.9662 | 422627181.9338 | 424945814.4946 | 427289635.8797 | 429448305.3793 | 431810425.1138 | 434258731.311 | 437037224.4291 | 439566812.7771 | 442851837.0086 | 445431983.4377 | 447981124.2527 | 450668625.4233 | 452876212.4558 | 455249150.4228 | 457655501.2853 | 459872311.3497 | 462303020.3378 | 464822449.1016 | 467681490.1628 | 470272067.8148 | 473646114.0667 | 476290282.5331 | 478903414.257 | 481661479.9154
|  | 2024 | 2025 | 2026 | 2027 | 2028 | 2029 | 2030 | 2031 | 2032 | 2033 | 2034 | 2035 | 2036 | 2037 | 2038 | 2039 | 2040 | 2041 | 2042 | 2043 | 2044
Flujo caja neto |  | 7254133.4175 | 19435254.6477 | 18639200.2053 | 19141321.4564 | 19706786.086 | 20258030.8573 | 20894643.9014 | 21206587.6318 | 21799963.9055 | 22440683.2238 | 23074452.7714 | 24983498.0164 | 25832120.8852 | 26083353.3709 | 26766572.6552 | 27469632.778 | 28182529.4084 | 28937696.9613 | 29703962.9344 | 30492595.224 | 19358459.5776
Flujo acumulado |  | 7254133.4175 | 26689388.0652 | 45328588.2705 | 64469909.7268 | 84176695.8128 | 104434726.6701 | 125329370.5715 | 146535958.2033 | 168335922.1088 | 190776605.3326 | 213851058.1041 | 238834556.1205 | 264666677.0057 | 290750030.3765 | 317516603.0317 | 344986235.8097 | 373168765.2182 | 402106462.1795 | 431810425.1138 | 462303020.3378 | 481661479.9154
Costo Energía | VPN 5 años | 2024: VPN 10 años
Situación Actual | 72180006.4191 | 2024: 109763479.1349
ESFV PPA | 9420668.8828 | 2024: 15512998.6549
Ahorro | 62759337.5363 | 2024: 94250480.48
VPN | 62759337.5363 | 2024: 94250480.48
% de Ahorro | 86.95% | 2024: 85.87%
Valores Corrientes | 5 años | 2024: 10 años
Situación Actual | 120942938.7968 | 2024: 251679263.8313
Costo ESF | 16508212.1267 | 2024: 37828205.7272
Ahorro | 104434726.6701 | 2024: 213851058.1041
% ahorro | 86.35% | 2024: 84.97%

## Análisis cliente final LP (hidden)
Contribución | 20%
PPA
 | time axis 2024-08-01 to 2044-07-01
Tarifa CU |  | 807.28 | 855.04 | 854.84 | 907.23 | 907.2 | 907.22 | 943.46 | 943.5 | 943.46 | 943.46 | 938.16 | 885.71 | 885.7 | 795 | 795 | 795.93 | 795.93 | 795.93 | 795.93 | 971.805 | 971.7638 | 971.7638 | 966.3048 | 912.2813 | 912.271 | 818.85 | 818.85 | 819.8079 | 819.8079 | 819.8079 | 819.8079 | 1000.9592 | 1000.9167 | 1000.9167 | 995.2939 | 939.6497 | 939.6391 | 843.4155 | 843.4155 | 844.4021 | 844.4021 | 844.4021 | 844.4021 | 1030.9879 | 1030.9442 | 1030.9442 | 1025.1528 | 967.8392 | 967.8283 | 868.718 | 868.718 | 869.7342 | 869.7342 | 869.7342 | 869.7342 | 1061.9176 | 1061.8725 | 1061.8725 | 1055.9073 | 996.8744 | 996.8632 | 894.7795 | 894.7795 | 895.8262 | 895.8262 | 895.8262 | 895.8262 | 1093.7751 | 1093.7287 | 1093.7287 | 1087.5846 | 1026.7806 | 1026.769 | 921.6229 | 921.6229 | 922.701 | 922.701 | 922.701 | 922.701 | 1126.5883 | 1126.5406 | 1126.5406 | 1120.2121 | 1057.5841 | 1057.5721 | 949.2716 | 949.2716 | 950.382 | 950.382 | 950.382 | 950.382 | 1160.386 | 1160.3368 | 1160.3368 | 1153.8185 | 1089.3116 | 1089.2993 | 977.7497 | 977.7497 | 978.8935 | 978.8935 | 978.8935 | 978.8935 | 1195.1976 | 1195.1469 | 1195.1469 | 1188.433 | 1121.9909 | 1121.9783 | 1007.0822 | 1007.0822 | 1008.2603 | 1008.2603 | 1008.2603 | 1008.2603 | 1231.0535 | 1231.0013 | 1231.0013 | 1224.086 | 1155.6507 | 1155.6376 | 1037.2947 | 1037.2947 | 1038.5081 | 1038.5081 | 1038.5081 | 1038.5081 | 1267.9851 | 1267.9313 | 1267.9313 | 1260.8086 | 1190.3202 | 1190.3067 | 1068.4135 | 1068.4135 | 1069.6634 | 1069.6634 | 1069.6634 | 1069.6634 | 1306.0247 | 1305.9693 | 1305.9693 | 1298.6328 | 1226.0298 | 1226.0159 | 1100.4659 | 1100.4659 | 1101.7533 | 1101.7533 | 1101.7533 | 1101.7533 | 1345.2054 | 1345.1484 | 1345.1484 | 1337.5918 | 1262.8107 | 1262.7964 | 1133.4799 | 1133.4799 | 1134.8059 | 1134.8059 | 1134.8059 | 1134.8059 | 1385.5616 | 1385.5028 | 1385.5028 | 1377.7196 | 1300.695 | 1300.6803 | 1167.4843 | 1167.4843 | 1168.85 | 1168.85 | 1168.85 | 1168.85 | 1427.1284 | 1427.0679 | 1427.0679 | 1419.0512 | 1339.7158 | 1339.7007 | 1202.5088 | 1202.5088 | 1203.9155 | 1203.9155 | 1203.9155 | 1203.9155 | 1469.9423 | 1469.8799 | 1469.8799 | 1461.6227 | 1379.9073 | 1379.8917 | 1238.5841 | 1238.5841 | 1240.033 | 1240.033 | 1240.033 | 1240.033 | 1514.0405 | 1513.9763 | 1513.9763 | 1505.4714 | 1421.3045 | 1421.2885 | 1275.7416 | 1275.7416 | 1277.234 | 1277.234 | 1277.234 | 1277.234 | 1559.4617 | 1559.3956 | 1559.3956 | 1550.6355 | 1463.9437 | 1463.9271 | 1314.0139 | 1314.0139 | 1315.551 | 1315.551 | 1315.551 | 1315.551 | 1606.2456 | 1606.1775 | 1606.1775 | 1597.1546 | 1507.862 | 1507.845 | 1353.4343 | 1353.4343 | 1355.0175 | 1355.0175 | 1355.0175 | 1355.0175 | 1654.433 | 1654.3628 | 1654.3628 | 1645.0692 | 1553.0978
Tarifa comercialización |  | 125.95 | 128.92 | 135.29 | 139 | 147.13 | 154.2 | 159.19 | 156.6 | 160.06 | 154.89 | 153.61 | 151.97 | 132.7 | 133.16 | 121.2 | 119.83 | 151.5439 | 158.826 | 163.9657 | 161.298 | 164.8618 | 159.5367 | 158.2183 | 156.5291 | 136.681 | 137.1548 | 124.836 | 123.4249 | 156.0902 | 163.5908 | 168.8847 | 166.1369 | 169.8077 | 164.3228 | 162.9648 | 161.225 | 140.7814 | 141.2694 | 128.5811 | 127.1276 | 160.7729 | 168.4985 | 173.9512 | 171.121 | 174.9019 | 169.2525 | 167.8538 | 166.0617 | 145.0049 | 145.5075 | 132.4385 | 130.9415 | 165.5961 | 173.5535 | 179.1697 | 176.2547 | 180.1489 | 174.3301 | 172.8894 | 171.0436 | 149.355 | 149.8728 | 136.4117 | 134.8697 | 170.564 | 178.7601 | 184.5448 | 181.5423 | 185.5534 | 179.56 | 178.0761 | 176.1749 | 153.8357 | 154.3689 | 140.504 | 138.9158 | 175.6809 | 184.1229 | 190.0812 | 186.9886 | 191.12 | 184.9468 | 183.4184 | 181.4601 | 158.4507 | 159 | 144.7191 | 143.0833 | 180.9513 | 189.6466 | 195.7836 | 192.5982 | 196.8536 | 190.4952 | 188.9209 | 186.9039 | 163.2043 | 163.77 | 149.0607 | 147.3758 | 186.3799 | 195.3359 | 201.6571 | 198.3762 | 202.7592 | 196.21 | 194.5886 | 192.511 | 168.1004 | 168.6831 | 153.5325 | 151.7971 | 191.9713 | 201.196 | 207.7068 | 204.3275 | 208.842 | 202.0963 | 200.4262 | 198.2864 | 173.1434 | 173.7436 | 158.1385 | 156.351 | 197.7304 | 207.2319 | 213.938 | 210.4573 | 215.1073 | 208.1592 | 206.439 | 204.235 | 178.3377 | 178.9559 | 162.8827 | 161.0415 | 203.6623 | 213.4489 | 220.3562 | 216.771 | 221.5605 | 214.404 | 212.6322 | 210.362 | 183.6878 | 184.3246 | 167.7691 | 165.8727 | 209.7722 | 219.8523 | 226.9669 | 223.2742 | 228.2073 | 220.8361 | 219.0111 | 216.6729 | 189.1985 | 189.8543 | 172.8022 | 170.8489 | 216.0654 | 226.4479 | 233.7759 | 229.9724 | 235.0535 | 227.4612 | 225.5815 | 223.1731 | 194.8744 | 195.5499 | 177.9863 | 175.9744 | 222.5473 | 233.2413 | 240.7892 | 236.8716 | 242.1051 | 234.285 | 232.3489 | 229.8683 | 200.7207 | 201.4164 | 183.3259 | 181.2536 | 229.2237 | 240.2386 | 248.0128 | 243.9777 | 249.3683 | 241.3136 | 239.3194 | 236.7643 | 206.7423 | 207.4589 | 188.8257 | 186.6912 | 236.1005 | 247.4457 | 255.4532 | 251.297 | 256.8493 | 248.553 | 246.499 | 243.8672 | 212.9445 | 213.6827 | 194.4904 | 192.292 | 243.1835 | 254.8691 | 263.1168 | 258.8359 | 264.5548 | 256.0096 | 253.8939 | 251.1833 | 219.3329 | 220.0932 | 200.3251 | 198.0607 | 250.479 | 262.5152 | 271.0103 | 266.601 | 272.4914 | 263.6899 | 261.5107 | 258.7188 | 225.9129 | 226.696 | 206.3349 | 204.0026 | 257.9933 | 270.3906 | 279.1406 | 274.599 | 280.6662 | 271.6006 | 269.3561 | 266.4803
Tarifa Paneles |  | 0 | 0 | 0 | 0 | 0 | 98.9722 | 98.9722 | 98.9722 | 98.9722 | 98.9722 | 98.9722 | 98.9722 | 98.9722 | 98.9722 | 98.9722 | 98.9722 | 98.9722 | 103.9208 | 103.9208 | 103.9208 | 103.9208 | 103.9208 | 103.9208 | 103.9208 | 103.9208 | 103.9208 | 103.9208 | 103.9208 | 103.9208 | 109.1168 | 109.1168 | 109.1168 | 109.1168 | 109.1168 | 109.1168 | 109.1168 | 109.1168 | 109.1168 | 109.1168 | 109.1168 | 109.1168 | 112.3903 | 112.3903 | 112.3903 | 112.3903 | 112.3903 | 112.3903 | 112.3903 | 112.3903 | 112.3903 | 112.3903 | 112.3903 | 112.3903 | 118.0099 | 118.0099 | 118.0099 | 118.0099 | 118.0099 | 118.0099 | 118.0099 | 118.0099 | 118.0099 | 118.0099 | 118.0099 | 118.0099 | 121.5502 | 121.5502 | 121.5502 | 121.5502 | 121.5502 | 121.5502 | 121.5502 | 121.5502 | 121.5502 | 121.5502 | 121.5502 | 121.5502 | 127.6277 | 127.6277 | 127.6277 | 127.6277 | 127.6277 | 127.6277 | 127.6277 | 127.6277 | 127.6277 | 127.6277 | 127.6277 | 127.6277 | 134.009 | 134.009 | 134.009 | 134.009 | 134.009 | 134.009 | 134.009 | 134.009 | 134.009 | 134.009 | 134.009 | 134.009 | 140.7095 | 140.7095 | 140.7095 | 140.7095 | 140.7095 | 140.7095 | 140.7095 | 140.7095 | 140.7095 | 140.7095 | 140.7095 | 140.7095 | 147.745 | 147.745 | 147.745 | 147.745 | 147.745 | 147.745 | 147.745 | 147.745 | 147.745 | 147.745 | 147.745 | 147.745 | 155.1322 | 155.1322 | 155.1322 | 155.1322 | 155.1322 | 155.1322 | 155.1322 | 155.1322 | 155.1322 | 155.1322 | 155.1322 | 155.1322 | 162.8888 | 162.8888 | 162.8888 | 162.8888 | 162.8888 | 162.8888 | 162.8888 | 162.8888 | 162.8888 | 162.8888 | 162.8888 | 162.8888 | 171.0333 | 171.0333 | 171.0333 | 171.0333 | 171.0333 | 171.0333 | 171.0333 | 171.0333 | 171.0333 | 171.0333 | 171.0333 | 171.0333 | 179.5849 | 179.5849 | 179.5849 | 179.5849 | 179.5849 | 179.5849 | 179.5849 | 179.5849 | 179.5849 | 179.5849 | 179.5849 | 179.5849 | 188.5642 | 188.5642 | 188.5642 | 188.5642 | 188.5642 | 188.5642 | 188.5642 | 188.5642 | 188.5642 | 188.5642 | 188.5642 | 188.5642 | 197.9924 | 197.9924 | 197.9924 | 197.9924 | 197.9924 | 197.9924 | 197.9924 | 197.9924 | 197.9924 | 197.9924 | 197.9924 | 197.9924 | 207.892 | 207.892 | 207.892 | 207.892 | 207.892 | 207.892 | 207.892 | 207.892 | 207.892 | 207.892 | 207.892 | 207.892 | 218.2866 | 218.2866 | 218.2866 | 218.2866 | 218.2866 | 218.2866 | 218.2866 | 218.2866 | 218.2866 | 218.2866 | 218.2866 | 218.2866 | 229.201 | 229.201 | 229.201 | 229.201 | 229.201 | 229.201 | 229.201 | 229.201 | 229.201 | 229.201 | 229.201 | 229.201 | 240.661 | 240.661 | 240.661 | 240.661 | 240.661 | 240.661 | 240.661
Precio Bolsa |  | 572.9533 | 872.3731 | 917.8468 | 918.487 | 759.5354 | 410.9707 | 502.7327 | 400 | 400 | 400 | 400 | 400 | 422.836 | 716.0687 | 750.528 | 543.4588 | 589.6038 | 431.5193 | 527.8694 | 402.7122 | 398.0044 | 400 | 400 | 400 | 443.9778 | 751.8722 | 788.0544 | 570.6318 | 619.0839 | 453.0953 | 554.2628 | 422.8479 | 417.9046 | 400 | 400 | 400 | 466.1767 | 789.4658 | 827.4571 | 599.1634 | 650.0381 | 475.75 | 581.976 | 443.9903 | 438.7998 | 400 | 400 | 400 | 489.4855 | 828.9391 | 868.83 | 629.1215 | 682.54 | 499.5375 | 611.0748 | 466.1898 | 460.7398 | 400 | 400 | 400 | 513.9598 | 870.386 | 912.2715 | 660.5776 | 716.667 | 524.5144 | 641.6285 | 489.4993 | 483.7768 | 416.7269 | 400 | 400 | 539.6578 | 913.9053 | 957.8851 | 693.6065 | 752.5004 | 550.7401 | 673.7099 | 513.9742 | 507.9656 | 437.5632 | 400 | 415.2808 | 566.6407 | 500 | 500 | 728.2868 | 790.1254 | 578.2771 | 707.3954 | 539.6729 | 533.3639 | 459.4414 | 404.5034 | 436.0449 | 594.9727 | 500 | 500 | 764.7012 | 829.6317 | 607.191 | 742.7652 | 566.6566 | 560.0321 | 482.4134 | 424.7286 | 457.8471 | 624.7214 | 500 | 500 | 802.9362 | 871.1133 | 637.5505 | 779.9035 | 594.9894 | 588.0337 | 506.5341 | 445.965 | 480.7395 | 655.9574 | 500 | 500 | 843.083 | 914.6689 | 669.428 | 818.8986 | 624.7389 | 617.4354 | 531.8608 | 468.2633 | 504.7764 | 688.7553 | 500 | 500 | 885.2372 | 500 | 702.8994 | 859.8436 | 655.9758 | 648.3072 | 558.4539 | 491.6764 | 530.0153 | 723.1931 | 500 | 500 | 500 | 500 | 500 | 500 | 500 | 500 | 500 | 500 | 500 | 500 | 500 | 500 | 500 | 500 | 500 | 500 | 500 | 500 | 500 | 500 | 500 | 500 | 500 | 500 | 500 | 500 | 500 | 500 | 500 | 500 | 500 | 500 | 500 | 500 | 500 | 500 | 500 | 500 | 500 | 500 | 500 | 500 | 500 | 500 | 500 | 500 | 500 | 500 | 500 | 500 | 500 | 500 | 500 | 500 | 500 | 500 | 500 | 500 | 500 | 500 | 500 | 500 | 500 | 500 | 500 | 500 | 500 | 500 | 500 | 500 | 500 | 500 | 500 | 500 | 500 | 500 | 500 | 500 | 500 | 500 | 500 | 500 | 500 | 500 | 500 | 500 | 500 | 500 | 500 | 500 | 500 | 500 | 500
Potencia Sistema | 15950 | bar: 2024-08-01
|  | 2024 | 2024 | 2024 | 2024 | 2024 | 2025 | 2025 | 2025 | 2025 | 2025 | 2025 | 2025 | 2025 | 2025 | 2025 | 2025 | 2025 | 2026 | 2026 | 2026 | 2026 | 2026 | 2026 | 2026 | 2026 | 2026 | 2026 | 2026 | 2026 | 2027 | 2027 | 2027 | 2027 | 2027 | 2027 | 2027 | 2027 | 2027 | 2027 | 2027 | 2027 | 2028 | 2028 | 2028 | 2028 | 2028 | 2028 | 2028 | 2028 | 2028 | 2028 | 2028 | 2028 | 2029 | 2029 | 2029 | 2029 | 2029 | 2029 | 2029 | 2029 | 2029 | 2029 | 2029 | 2029 | 2030 | 2030 | 2030 | 2030 | 2030 | 2030 | 2030 | 2030 | 2030 | 2030 | 2030 | 2030 | 2031 | 2031 | 2031 | 2031 | 2031 | 2031 | 2031 | 2031 | 2031 | 2031 | 2031 | 2031 | 2032 | 2032 | 2032 | 2032 | 2032 | 2032 | 2032 | 2032 | 2032 | 2032 | 2032 | 2032 | 2033 | 2033 | 2033 | 2033 | 2033 | 2033 | 2033 | 2033 | 2033 | 2033 | 2033 | 2033 | 2034 | 2034 | 2034 | 2034 | 2034 | 2034 | 2034 | 2034 | 2034 | 2034 | 2034 | 2034 | 2035 | 2035 | 2035 | 2035 | 2035 | 2035 | 2035 | 2035 | 2035 | 2035 | 2035 | 2035 | 2036 | 2036 | 2036 | 2036 | 2036 | 2036 | 2036 | 2036 | 2036 | 2036 | 2036 | 2036 | 2037 | 2037 | 2037 | 2037 | 2037 | 2037 | 2037 | 2037 | 2037 | 2037 | 2037 | 2037 | 2038 | 2038 | 2038 | 2038 | 2038 | 2038 | 2038 | 2038 | 2038 | 2038 | 2038 | 2038 | 2039 | 2039 | 2039 | 2039 | 2039 | 2039 | 2039 | 2039 | 2039 | 2039 | 2039 | 2039 | 2040 | 2040 | 2040 | 2040 | 2040 | 2040 | 2040 | 2040 | 2040 | 2040 | 2040 | 2040 | 2041 | 2041 | 2041 | 2041 | 2041 | 2041 | 2041 | 2041 | 2041 | 2041 | 2041 | 2041 | 2042 | 2042 | 2042 | 2042 | 2042 | 2042 | 2042 | 2042 | 2042 | 2042 | 2042 | 2042 | 2043 | 2043 | 2043 | 2043 | 2043 | 2043 | 2043 | 2043 | 2043 | 2043 | 2043 | 2043 | 2044 | 2044 | 2044 | 2044 | 2044 | 2044 | 2044
Producción | time axis 2024-08-01 to 2044-07-01
Energia Producida | kWh-mes | 2195.9335 | 2055.0388 | 1852.7674 | 1770.6797 | 1871.7622 | 2150.5786 | 1982.636 | 2360.8296 | 2144.5576 | 2079.2997 | 2090.0679 | 2224.0865 | 2191.452 | 2050.8449 | 1848.9863 | 1767.066 | 1867.9423 | 2146.1897 | 1978.5898 | 2356.0116 | 2140.1809 | 2075.0562 | 2085.8025 | 2219.5476 | 2189.2113 | 2048.7479 | 1847.0957 | 1765.2592 | 1866.0323 | 2143.9952 | 1976.5667 | 2353.6026 | 2137.9926 | 2072.9345 | 2083.6697 | 2217.2781 | 2186.9705 | 2046.6509 | 1845.2051 | 1763.4524 | 1864.1224 | 2141.8008 | 2045.0631 | 2351.1936 | 2135.8043 | 2070.8128 | 2081.537 | 2215.0086 | 2184.7298 | 2044.5539 | 1843.3145 | 1761.6456 | 1862.2124 | 2139.6063 | 1972.5205 | 2348.7846 | 2133.6159 | 2068.691 | 2079.4043 | 2212.7392 | 2173.5261 | 2034.069 | 1833.8616 | 1752.6115 | 1852.6626 | 2128.634 | 1962.4051 | 2336.7395 | 2122.6743 | 2058.0824 | 2068.7407 | 2201.3918 | 2162.3223 | 2023.5842 | 1824.4088 | 1743.5774 | 1843.1128 | 2117.6616 | 1952.2896 | 2324.6945 | 2111.7327 | 2047.4737 | 2058.0771 | 2190.0444 | 2151.1186 | 2013.0993 | 1814.9559 | 1734.5434 | 1833.563 | 2106.6893 | 2011.5374 | 2312.6495 | 2100.7911 | 2036.865 | 2047.4135 | 2178.697 | 2139.9148 | 2002.6144 | 1805.503 | 1725.5093 | 1824.0132 | 2095.7169 | 1932.0586 | 2300.6044 | 2089.8495 | 2026.2563 | 2036.7498 | 2167.3496 | 2128.7111 | 1992.1295 | 1796.0501 | 1716.4752 | 1814.4634 | 2084.7446 | 1921.9431 | 2288.5594 | 2078.9078 | 2015.6477 | 2026.0862 | 2156.0023 | 2106.3036 | 2036.865 | 1777.1443 | 1755.0206 | 1795.3638 | 2062.7999 | 1901.7121 | 2264.4693 | 2057.0246 | 1994.4303 | 2004.759 | 2133.3075 | 2083.8961 | 2015.1962 | 1758.2385 | 1736.3502 | 1776.2642 | 2040.8552 | 1948.6769 | 2240.3792 | 2035.1414 | 1973.213 | 1983.4318 | 2110.6127 | 2061.4886 | 1993.5275 | 1739.3327 | 1717.6797 | 1757.1645 | 2018.9106 | 1861.2502 | 2216.2891 | 2013.2581 | 1951.9956 | 1962.1046 | 2087.918 | 2039.0811 | 1971.8587 | 1720.4269 | 1699.0093 | 1738.0649 | 1996.9659 | 1841.0192 | 2192.199 | 1991.3749 | 1930.7783 | 1940.7773 | 2065.2232 | 2016.6737 | 1950.1899 | 1701.5211 | 1680.3389 | 1718.9653 | 1975.0212 | 1820.7882 | 2168.1089 | 1969.4916 | 1909.561 | 1919.4501 | 2042.5284 | 1994.2662 | 1928.5211 | 1682.6153 | 1661.6684 | 1699.8657 | 1953.0765 | 1864.8628 | 2144.0188 | 1947.6084 | 1888.3436 | 1898.1229 | 2019.8337 | 1971.8587 | 1906.8524 | 1663.7095 | 1642.998 | 1680.7661 | 1931.1318 | 1780.3262 | 2119.9287 | 1925.7252 | 1867.1263 | 1876.7957 | 1997.1389 | 1949.4512 | 1885.1836 | 1644.8037 | 1624.3276 | 1661.6665 | 1909.1872 | 1760.0953 | 2095.8386 | 1903.8419 | 1845.9089 | 1855.4684 | 1974.4442 | 1927.0437 | 1863.5148 | 1625.898 | 1605.6572 | 1642.5669 | 1887.2425 | 1739.8643 | 2071.7485 | 1881.9587 | 1824.6916 | 1834.1412 | 1951.7494 | 1904.6362 | 1841.846 | 1606.9922 | 1586.9867 | 1623.4672 | 1865.2978 | 1781.0488 | 2047.6584 | 1860.0754 | 1803.4742 | 1812.814 | 1929.0546
Consumo Real | KWh-mes | 1361 | 1712 | 1565 | 2143 | 2131 | 2409 | 2063 | 1931 | 1439 | 1428 | 1562 | 1231 | 1361 | 1712 | 1565 | 2143 | 2131 | 2409 | 2063 | 1931 | 1439 | 1428 | 1562 | 1231 | 1361 | 1712 | 1565 | 2143 | 2131 | 2409 | 2063 | 1931 | 1439 | 1428 | 1562 | 1231 | 1361 | 1712 | 1565 | 2143 | 2131 | 2409 | 2063 | 1931 | 1439 | 1428 | 1562 | 1231 | 1361 | 1712 | 1565 | 2143 | 2131 | 2409 | 2063 | 1931 | 1439 | 1428 | 1562 | 1231 | 1361 | 1712 | 1565 | 2143 | 2131 | 2409 | 2063 | 1931 | 1439 | 1428 | 1562 | 1231 | 1361 | 1712 | 1565 | 2143 | 2131 | 2409 | 2063 | 1931 | 1439 | 1428 | 1562 | 1231 | 1361 | 1712 | 1565 | 2143 | 2131 | 2409 | 2063 | 1931 | 1439 | 1428 | 1562 | 1231 | 1361 | 1712 | 1565 | 2143 | 2131 | 2409 | 2063 | 1931 | 1439 | 1428 | 1562 | 1231 | 1361 | 1712 | 1565 | 2143 | 2131 | 2409 | 2063 | 1931 | 1439 | 1428 | 1562 | 1231 | 1361 | 1712 | 1565 | 2143 | 2131 | 2409 | 2063 | 1931 | 1439 | 1428 | 1562 | 1231 | 1361 | 1712 | 1565 | 2143 | 2131 | 2409 | 2063 | 1931 | 1439 | 1428 | 1562 | 1231 | 1361 | 1712 | 1565 | 2143 | 2131 | 2409 | 2063 | 1931 | 1439 | 1428 | 1562 | 1231 | 1361 | 1712 | 1565 | 2143 | 2131 | 2409 | 2063 | 1931 | 1439 | 1428 | 1562 | 1231 | 1361 | 1712 | 1565 | 2143 | 2131 | 2409 | 2063 | 1931 | 1439 | 1428 | 1562 | 1231 | 1361 | 1712 | 1565 | 2143 | 2131 | 2409 | 2063 | 1931 | 1439 | 1428 | 1562 | 1231 | 1361 | 1712 | 1565 | 2143 | 2131 | 2409 | 2063 | 1931 | 1439 | 1428 | 1562 | 1231 | 1361 | 1712 | 1565 | 2143 | 2131 | 2409 | 2063 | 1931 | 1439 | 1428 | 1562 | 1231 | 1361 | 1712 | 1565 | 2143 | 2131 | 2409 | 2063 | 1931 | 1439 | 1428 | 1562 | 1231 | 1361 | 1712 | 1565 | 2143 | 2131 | 2409 | 2063 | 1931 | 1439 | 1428 | 1562 | 1231
Costo Actual Energía |  |  | 1098708.08 | 1463828.48 | 1337824.6 | 1944193.89 | 1933243.2 | 2185492.98 | 1946357.98 | 1821898.5 | 1357638.94 | 1347260.88 | 1465405.92 | 1090309.01 | 1205437.7 | 1361040 | 1244175 | 1705677.99 | 1696126.83 | 1917395.37 | 1642003.59 | 1876555.455 | 1398368.1082 | 1387678.7064 | 1509368.0976 | 1123018.2803 | 1241600.831 | 1401871.2 | 1281500.25 | 1756848.3297 | 1747010.6349 | 1974917.2311 | 1691263.6977 | 1932852.1187 | 1440319.1514 | 1429309.0676 | 1554649.1405 | 1156708.8287 | 1278848.8559 | 1443927.336 | 1319945.2575 | 1809553.7796 | 1799420.9539 | 2034164.748 | 1742001.6086 | 1990837.6822 | 1483528.726 | 1472188.3396 | 1601288.6147 | 1191410.0936 | 1317214.3216 | 1487245.1561 | 1359543.6152 | 1863840.393 | 1853403.5826 | 2095189.6905 | 1794261.6569 | 2050562.8127 | 1528034.5878 | 1516353.9898 | 1649327.2732 | 1227152.3964 | 1356730.7513 | 1531862.5108 | 1400329.9237 | 1919755.6048 | 1909005.69 | 2158045.3812 | 1848089.5066 | 2112079.6971 | 1573875.6254 | 1561844.6095 | 1698807.0914 | 1263966.9683 | 1397432.6738 | 1577818.3861 | 1442339.8214 | 1977348.2729 | 1966275.8607 | 2222786.7426 | 1903532.1918 | 2175442.088 | 1621091.8942 | 1608699.9478 | 1749771.3041 | 1301885.9773 | 1439355.654 | 1625152.9377 | 1485610.016 | 2036668.7211 | 2025264.1366 | 2289470.3449 | 1960638.1575 | 2240705.3506 | 1669724.651 | 1656960.9462 | 1802264.4432 | 1340942.5566 | 1482536.3236 | 1673907.5258 | 1530178.3165 | 2097768.7827 | 2086022.0607 | 2358154.4552 | 2019457.3023 | 2307926.5111 | 1719816.3905 | 1706669.7746 | 1856332.3765 | 1381170.8333 | 1527012.4133 | 1724124.7516 | 1576083.666 | 2160701.8462 | 2148602.7225 | 2428899.0889 | 2080041.0213 | 2377164.3065 | 1771410.8822 | 1757869.8678 | 1912022.3478 | 1422605.9583 | 1572822.7857 | 1775848.4941 | 1623366.176 | 2225522.9016 | 2213060.8042 | 2501766.0616 | 2142442.252 | 2448479.2357 | 1824553.2087 | 1810605.9639 | 1969383.0183 | 1465284.1371 | 1620007.4693 | 1829123.9489 | 1672067.1613 | 2292288.5886 | 2279452.6283 | 2576819.0434 | 2206715.5195 | 2521933.6127 | 1879289.805 | 1864924.1428 | 2028464.5088 | 1509242.6612 | 1668607.6934 | 1883997.6674 | 1722229.1761 | 2361057.2463 | 2347836.2071 | 2654123.6147 | 2272916.9851 | 2597591.6211 | 1935668.4991 | 1920871.8671 | 2089318.4441 | 1554519.941 | 1718665.9242 | 1940517.5974 | 1773896.0514 | 2431888.9637 | 2418271.2933 | 2733747.3232 | 2341104.4947 | 2675519.3697 | 1993738.5541 | 1978498.0231 | 2151997.9974 | 1601155.5393 | 1770225.9019 | 1998733.1254 | 1827112.9329 | 2504845.6326 | 2490819.4321 | 2815759.7429 | 2411337.6295 | 2755784.9508 | 2053550.7107 | 2037852.9638 | 2216557.9373 | 1649190.2054 | 1823332.679 | 2058695.1191 | 1881926.3209 | 2579991.0016 | 2565544.0151 | 2900232.5351 | 2483677.7584 | 2838458.4994 | 2115157.232 | 2098988.5527 | 2283054.6755 | 1698665.9116 | 1878032.6593 | 2120455.9727 | 1938384.1105 | 2657390.7316 | 2642510.3356 | 2987239.5112 | 2558188.0912 | 2923612.2543 | 2178611.949 | 2161958.2093 | 2351546.3157 | 1749625.889 | 1934373.6391 | 2184069.6519 | 1996535.6339 | 2737112.4536 | 2721785.6456 | 3076856.6965 | 2634933.7339 | 3011320.622 | 2243970.3075 | 2226816.9556 | 2422092.7052 | 1802114.6656 | 1992404.8483 | 2249591.7414 | 2056431.7029 | 2819225.8272 | 2803439.215 | 3169162.3974 | 2713981.7459 | 3101660.2406 | 2311289.4167 | 2293621.4642 | 2494755.4863 | 1856178.1056 | 2052176.9937 | 2317079.4937 | 2118124.654 | 2903802.602 | 2887542.3914 | 3264237.2694 | 2795401.1983 | 3194710.0478 | 2380628.0992 | 2362430.1082 | 2569598.1509
Costo Actual Contribución |  |  | 219741.616 | 292765.696 | 267564.92 | 388838.778 | 386648.64 | 437098.596 | 389271.596 | 364379.7 | 271527.788 | 269452.176 | 293081.184 | 218061.802 | 241087.54 | 272208 | 248835 | 341135.598 | 339225.366 | 383479.074 | 328400.718 | 375311.091 | 279673.6216 | 277535.7413 | 301873.6195 | 224603.6561 | 248320.1662 | 280374.24 | 256300.05 | 351369.6659 | 349402.127 | 394983.4462 | 338252.7395 | 386570.4237 | 288063.8303 | 285861.8135 | 310929.8281 | 231341.7657 | 255769.7712 | 288785.4672 | 263989.0515 | 361910.7559 | 359884.1908 | 406832.9496 | 348400.3217 | 398167.5364 | 296705.7452 | 294437.6679 | 320257.7229 | 238282.0187 | 263442.8643 | 297449.0312 | 271908.723 | 372768.0786 | 370680.7165 | 419037.9381 | 358852.3314 | 410112.5625 | 305606.9176 | 303270.798 | 329865.4546 | 245430.4793 | 271346.1503 | 306372.5022 | 280065.9847 | 383951.121 | 381801.138 | 431609.0762 | 369617.9013 | 422415.9394 | 314775.1251 | 312368.9219 | 339761.4183 | 252793.3937 | 279486.5348 | 315563.6772 | 288467.9643 | 395469.6546 | 393255.1721 | 444557.3485 | 380706.4384 | 435088.4176 | 324218.3788 | 321739.9896 | 349954.2608 | 260377.1955 | 287871.1308 | 325030.5875 | 297122.0032 | 407333.7442 | 405052.8273 | 457894.069 | 392127.6315 | 448141.0701 | 333944.9302 | 331392.1892 | 360452.8886 | 268188.5113 | 296507.2647 | 334781.5052 | 306035.6633 | 419553.7565 | 417204.4121 | 471630.891 | 403891.4605 | 461585.3022 | 343963.2781 | 341333.9549 | 371266.4753 | 276234.1667 | 305402.4827 | 344824.9503 | 315216.7332 | 432140.3692 | 429720.5445 | 485779.8178 | 416008.2043 | 475432.8613 | 354282.1764 | 351573.9736 | 382404.4696 | 284521.1917 | 314564.5571 | 355169.6988 | 324673.2352 | 445104.5803 | 442612.1608 | 500353.2123 | 428488.4504 | 489695.8471 | 364910.6417 | 362121.1928 | 393876.6037 | 293056.8274 | 324001.4939 | 365824.7898 | 334413.4323 | 458457.7177 | 455890.5257 | 515363.8087 | 441343.1039 | 504386.7225 | 375857.961 | 372984.8286 | 405692.9018 | 301848.5322 | 333721.5387 | 376799.5335 | 344445.8352 | 472211.4493 | 469567.2414 | 530824.7229 | 454583.397 | 519518.3242 | 387133.6998 | 384174.3734 | 417863.6888 | 310903.9882 | 343733.1848 | 388103.5195 | 354779.2103 | 486377.7927 | 483654.2587 | 546749.4646 | 468220.8989 | 535103.8739 | 398747.7108 | 395699.6046 | 430399.5995 | 320231.1079 | 354045.1804 | 399746.6251 | 365422.5866 | 500969.1265 | 498163.8864 | 563151.9486 | 482267.5259 | 551156.9902 | 410710.1421 | 407570.5928 | 443311.5875 | 329838.0411 | 364666.5358 | 411739.0238 | 376385.2642 | 515998.2003 | 513108.803 | 580046.507 | 496735.5517 | 567691.6999 | 423031.4464 | 419797.7105 | 456610.9351 | 339733.1823 | 375606.5319 | 424091.1945 | 387676.8221 | 531478.1463 | 528502.0671 | 597447.9022 | 511637.6182 | 584722.4509 | 435722.3898 | 432391.6419 | 470309.2631 | 349925.1778 | 386874.7278 | 436813.9304 | 399307.1268 | 547422.4907 | 544357.1291 | 615371.3393 | 526986.7468 | 602264.1244 | 448794.0615 | 445363.3911 | 484418.541 | 360422.9331 | 398480.9697 | 449918.3483 | 411286.3406 | 563845.1654 | 560687.843 | 633832.4795 | 542796.3492 | 620332.0481 | 462257.8833 | 458724.2928 | 498951.0973 | 371235.6211 | 410435.3987 | 463415.8987 | 423624.9308 | 580760.5204 | 577508.4783 | 652847.4539 | 559080.2397 | 638942.0096 | 476125.6198 | 472486.0216 | 513919.6302
Costo Actual Total |  |  | 1318449.696 | 1756594.176 | 1605389.52 | 2333032.668 | 2319891.84 | 2622591.576 | 2335629.576 | 2186278.2 | 1629166.728 | 1616713.056 | 1758487.104 | 1308370.812 | 1446525.24 | 1633248 | 1493010 | 2046813.588 | 2035352.196 | 2300874.444 | 1970404.308 | 2251866.546 | 1678041.7298 | 1665214.4477 | 1811241.7171 | 1347621.9364 | 1489920.9972 | 1682245.44 | 1537800.3 | 2108217.9956 | 2096412.7619 | 2369900.6773 | 2029516.4372 | 2319422.5424 | 1728382.9817 | 1715170.8811 | 1865578.9686 | 1388050.5945 | 1534618.6271 | 1732712.8032 | 1583934.309 | 2171464.5355 | 2159305.1447 | 2440997.6976 | 2090401.9304 | 2389005.2187 | 1780234.4712 | 1766626.0075 | 1921546.3377 | 1429692.1123 | 1580657.1859 | 1784694.1873 | 1631452.3383 | 2236608.4716 | 2224084.2991 | 2514227.6286 | 2153113.9883 | 2460675.3752 | 1833641.5053 | 1819624.7878 | 1979192.7278 | 1472582.8757 | 1628076.9015 | 1838235.0129 | 1680395.9084 | 2303706.7257 | 2290806.8281 | 2589654.4574 | 2217707.4079 | 2534495.6365 | 1888650.7505 | 1874213.5314 | 2038568.5097 | 1516760.3619 | 1676919.2086 | 1893382.0633 | 1730807.7857 | 2372817.9275 | 2359531.0329 | 2667344.0911 | 2284238.6302 | 2610530.5056 | 1945310.273 | 1930439.9373 | 2099725.5649 | 1562263.1728 | 1727226.7848 | 1950183.5252 | 1782732.0192 | 2444002.4653 | 2430316.9639 | 2747364.4139 | 2352765.7891 | 2688846.4207 | 2003669.5812 | 1988353.1355 | 2162717.3319 | 1609131.068 | 1779043.5884 | 2008689.031 | 1836213.9798 | 2517322.5393 | 2503226.4728 | 2829785.3463 | 2423348.7627 | 2769511.8133 | 2063779.6686 | 2048003.7295 | 2227598.8519 | 1657405 | 1832414.896 | 2068949.7019 | 1891300.3992 | 2592842.2155 | 2578323.267 | 2914678.9067 | 2496049.2256 | 2852597.1678 | 2125693.0587 | 2109443.8414 | 2294426.8174 | 1707127.15 | 1887387.3429 | 2131018.1929 | 1948039.4112 | 2670627.4819 | 2655672.965 | 3002119.2739 | 2570930.7024 | 2938175.0828 | 2189463.8504 | 2172727.1567 | 2363259.6219 | 1758340.9645 | 1944008.9632 | 2194948.7387 | 2006480.5935 | 2750746.3064 | 2735343.1539 | 3092182.8521 | 2648058.6235 | 3026320.3353 | 2255147.766 | 2237908.9714 | 2434157.4106 | 1811091.1934 | 2002329.2321 | 2260797.2009 | 2066675.0113 | 2833268.6956 | 2817403.4486 | 3184948.3377 | 2727500.3822 | 3117109.9453 | 2322802.1989 | 2305046.2405 | 2507182.1329 | 1865423.9292 | 2062399.109 | 2328621.1169 | 2128675.2617 | 2918266.7564 | 2901925.552 | 3280496.7878 | 2809325.3936 | 3210623.2437 | 2392486.2649 | 2374197.6277 | 2582397.5969 | 1921386.6471 | 2124271.0823 | 2398479.7504 | 2192535.5195 | 3005814.7591 | 2988983.3186 | 3378911.6914 | 2893605.1554 | 3306941.941 | 2464260.8528 | 2445423.5565 | 2659869.5248 | 1979028.2465 | 2187999.2148 | 2470434.1429 | 2258311.5851 | 3095989.2019 | 3078652.8181 | 3480279.0422 | 2980413.3101 | 3406150.1992 | 2538188.6784 | 2518786.2632 | 2739665.6105 | 2038399.0939 | 2253639.1912 | 2544547.1672 | 2326060.9327 | 3188868.878 | 3171012.4027 | 3584687.4134 | 3069825.7094 | 3508334.7052 | 2614334.3388 | 2594349.8511 | 2821855.5789 | 2099551.0667 | 2321248.3669 | 2620883.5822 | 2395842.7606 | 3284534.9443 | 3266142.7748 | 3692228.0358 | 3161920.4807 | 3613584.7464 | 2692764.369 | 2672180.3467 | 2906511.2462 | 2162537.5987 | 2390885.818 | 2699510.0897 | 2467718.0435 | 3383070.9926 | 3364127.058 | 3802994.8769 | 3256778.0951 | 3721992.2887 | 2773547.3 | 2752345.7571 | 2993706.5836 | 2227413.7267 | 2462612.3925 | 2780495.3924 | 2541749.5848 | 3484563.1224 | 3465050.8697 | 3917084.7232 | 3354481.4379 | 3833652.0574 | 2856753.719 | 2834916.1298 | 3083517.7811
|  | 2024 | 2025 | 2026 | 2027 | 2028 | 2029 | 2030 | 2031 | 2032 | 2033 | 2034 | 2035 | 2036 | 2037 | 2038 | 2039 | 2040 | 2041 | 2042 | 2043 | 2044
Costo Actual energia |  | 7013466.06 | 22396725.72 | 21878802.0578 | 22535166.1196 | 23211221.1032 | 23907557.7363 | 24624784.4683 | 25363528.0024 | 26124433.8425 | 26908166.8577 | 27715411.8635 | 28546874.2194 | 29403280.446 | 30285378.8593 | 31193940.2251 | 32129758.4319 | 33093651.1848 | 34086460.7204 | 35109054.542 | 36162326.1782 | 23345456.7183
Con Paneles | time axis 2024-08-01 to 2044-07-01
Excedentes Tipo 1 |  |  | 66687.4245 | 91961.1586 | 88539.9036 | 82610.3966 | 101781.5659 | 125437.9576 | 131270.4993 | 125495.703 | 91489.6762 | 88360.6564 | 98135.4313 | 70376.2526 | 70261.3833 | 94985.6335 | 79318.7695 | 71217.2937 | 104835.0129 | 129201.0963 | 135208.6143 | 129260.5741 | 94234.3665 | 91011.4761 | 101079.4942 | 72487.5401 | 72369.2248 | 97835.2025 | 81698.3325 | 73353.8125 | 107980.0633 | 133077.1292 | 139264.8727 | 133138.3913 | 97061.3975 | 93741.8204 | 104111.8791 | 74662.1663 | 74540.3016 | 100770.2586 | 84149.2825 | 75554.4269 | 111219.4652 | 137069.4431 | 143442.8189 | 137132.5431 | 99973.2394 | 96554.075 | 107235.2354 | 76902.0313 | 76776.5106 | 103793.3664 | 86673.761 | 77821.0597 | 114556.0491 | 141181.5264 | 147746.1034 | 141246.5194 | 102972.4366 | 99450.6973 | 110452.2925 | 79209.0923 | 79079.806 | 106907.1674 | 89273.9738 | 80155.6915 | 117992.7306 | 145416.9721 | 152178.4865 | 145483.915 | 106061.6097 | 102434.2182 | 113765.8613 | 81585.365 | 81452.2001 | 110114.3824 | 91952.193 | 82560.3623 | 121532.5125 | 149779.4813 | 156743.8411 | 149848.4324 | 109243.458 | 105507.2447 | 117178.8371 | 84032.926 | 83895.7661 | 113417.8139 | 94710.7588 | 85037.1731 | 125178.4879 | 154272.8657 | 161446.1564 | 154343.8854 | 112520.7617 | 108672.4621 | 120694.2022 | 86553.9138 | 86412.6391 | 116820.3483 | 97552.0816 | 87588.2883 | 128933.8426 | 158901.0517 | 166289.5411 | 158974.2019 | 115896.3846 | 111932.6359 | 124315.0283 | 89150.5312 | 89005.0183 | 120324.9587 | 100478.644 | 90215.937 | 132801.8578 | 163668.0833 | 171278.2273 | 163743.428 | 119373.2761 | 115290.615 | 128044.4791 | 91825.0471 | 91675.1689 | 123934.7075 | 103493.0034 | 92922.4151 | 136785.9136 | 168578.1258 | 176416.5741 | 168655.7308 | 122954.4744 | 118749.3334 | 131885.8135 | 94579.7985 | 94425.4239 | 127652.7487 | 106597.7935 | 95710.0875 | 140889.491 | 173635.4695 | 181709.0713 | 173715.4028 | 126643.1086 | 122311.8134 | 135842.3879 | 97417.1925 | 97258.1866 | 131482.3312 | 109795.7273 | 98581.3901 | 145116.1757 | 178844.5336 | 187160.3435 | 178926.8648 | 130442.4019 | 125981.1679 | 139917.6596 | 100339.7083 | 100175.9322 | 135426.8011 | 113089.5991 | 101538.8319 | 149469.661 | 184209.8696 | 192775.1538 | 184294.6708 | 134355.6739 | 129760.6029 | 144115.1894 | 103349.8995 | 103181.2102 | 139489.6051 | 116482.2871 | 104584.9968 | 153953.7508 | 189736.1657 | 198558.4084 | 189823.5109 | 138386.3441 | 133653.421 | 148438.645 | 106450.3965 | 106276.6465 | 143674.2933 | 119976.7557 | 107722.5467 | 158572.3633 | 195428.2507 | 204515.1607 | 195518.2162 | 142537.9345 | 137663.0236 | 152891.8044 | 109643.9084 | 109464.9459 | 147984.5221 | 123576.0583 | 110954.2231 | 163329.5342 | 201291.0982 | 210650.6155 | 201383.7627 | 146814.0725 | 141792.9143 | 157478.5585 | 112933.2256 | 112748.8943 | 152424.0578 | 127283.3401 | 114282.8498 | 168229.4202 | 207329.8312 | 216970.1339 | 207425.2756 | 151218.4947 | 146046.7017 | 162202.9153 | 116321.2224 | 116131.3611 | 156996.7795 | 131101.8403 | 117711.3353 | 173276.3029 | 213549.7261 | 223479.238 | 213648.0339 | 155755.0495 | 150428.1028 | 167069.0027 | 119810.8591 | 119615.3019 | 161706.6829 | 135034.8955 | 121242.6754 | 178474.5919 | 219956.2179 | 230183.6151 | 220057.4749 | 160427.701 | 154940.9459 | 172081.0728
Contribución por excedentes Tipo 1 |  |  | 13337.4849 | 18392.2317 | 17707.9807 | 16522.0793 | 20356.3132 | 25087.5915 | 26254.0999 | 25099.1406 | 18297.9352 | 17672.1313 | 19627.0863 | 14075.2505 | 14052.2767 | 18997.1267 | 15863.7539 | 14243.4587 | 20967.0026 | 25840.2193 | 27041.7229 | 25852.1148 | 18846.8733 | 18202.2952 | 20215.8988 | 14497.508 | 14473.845 | 19567.0405 | 16339.6665 | 14670.7625 | 21596.0127 | 26615.4258 | 27852.9745 | 26627.6783 | 19412.2795 | 18748.3641 | 20822.3758 | 14932.4333 | 14908.0603 | 20154.0517 | 16829.8565 | 15110.8854 | 22243.893 | 27413.8886 | 28688.5638 | 27426.5086 | 19994.6479 | 19310.815 | 21447.0471 | 15380.4063 | 15355.3021 | 20758.6733 | 17334.7522 | 15564.2119 | 22911.2098 | 28236.3053 | 29549.2207 | 28249.3039 | 20594.4873 | 19890.1395 | 22090.4585 | 15841.8185 | 15815.9612 | 21381.4335 | 17854.7948 | 16031.1383 | 23598.5461 | 29083.3944 | 30435.6973 | 29096.783 | 21212.3219 | 20486.8436 | 22753.1723 | 16317.073 | 16290.44 | 22022.8765 | 18390.4386 | 16512.0725 | 24306.5025 | 29955.8963 | 31348.7682 | 29969.6865 | 21848.6916 | 21101.4489 | 23435.7674 | 16806.5852 | 16779.1532 | 22683.5628 | 18942.1518 | 17007.4346 | 25035.6976 | 30854.5731 | 32289.2313 | 30868.7771 | 22504.1523 | 21734.4924 | 24138.8404 | 17310.7828 | 17282.5278 | 23364.0697 | 19510.4163 | 17517.6577 | 25786.7685 | 31780.2103 | 33257.9082 | 31794.8404 | 23179.2769 | 22386.5272 | 24863.0057 | 17830.1062 | 17801.0037 | 24064.9917 | 20095.7288 | 18043.1874 | 26560.3716 | 32733.6167 | 34255.6455 | 32748.6856 | 23874.6552 | 23058.123 | 25608.8958 | 18365.0094 | 18335.0338 | 24786.9415 | 20698.6007 | 18584.483 | 27357.1827 | 33715.6252 | 35283.3148 | 33731.1462 | 24590.8949 | 23749.8667 | 26377.1627 | 18915.9597 | 18885.0848 | 25530.5497 | 21319.5587 | 19142.0175 | 28177.8982 | 34727.0939 | 36341.8143 | 34743.0806 | 25328.6217 | 24462.3627 | 27168.4776 | 19483.4385 | 19451.6373 | 26296.4662 | 21959.1455 | 19716.278 | 29023.2351 | 35768.9067 | 37432.0687 | 35785.373 | 26088.4804 | 25196.2336 | 27983.5319 | 20067.9417 | 20035.1864 | 27085.3602 | 22617.9198 | 20307.7664 | 29893.9322 | 36841.9739 | 38555.0308 | 36858.9342 | 26871.1348 | 25952.1206 | 28823.0379 | 20669.9799 | 20636.242 | 27897.921 | 23296.4574 | 20916.9994 | 30790.7502 | 37947.2331 | 39711.6817 | 37964.7022 | 27677.2688 | 26730.6842 | 29687.729 | 21290.0793 | 21255.3293 | 28734.8587 | 23995.3511 | 21544.5093 | 31714.4727 | 39085.6501 | 40903.0321 | 39103.6432 | 28507.5869 | 27532.6047 | 30578.3609 | 21928.7817 | 21892.9892 | 29596.9044 | 24715.2117 | 22190.8446 | 32665.9068 | 40258.2196 | 42130.1231 | 40276.7525 | 29362.8145 | 28358.5829 | 31495.7117 | 22586.6451 | 22549.7789 | 30484.8116 | 25456.668 | 22856.57 | 33645.884 | 41465.9662 | 43394.0268 | 41485.0551 | 30243.6989 | 29209.3403 | 32440.5831 | 23264.2445 | 23226.2722 | 31399.3559 | 26220.3681 | 23542.2671 | 34655.2606 | 42709.9452 | 44695.8476 | 42729.6068 | 31151.0099 | 30085.6206 | 33413.8005 | 23962.1718 | 23923.0604 | 32341.3366 | 27006.9791 | 24248.5351 | 35694.9184 | 43991.2436 | 46036.723 | 44011.495 | 32085.5402 | 30988.1892 | 34416.2146
Importación sin crédito |  |  | 0 | 0 | 0 | 337780.1639 | 235180.5042 | 234445.0351 | 75820.1817 | 0 | 0 | 0 | 0 | 0 | 0 | 0 | 0 | 296340.9123 | 206335.1176 | 205685.3209 | 63964.0867 | 0 | 0 | 0 | 0 | 0 | 0 | 0 | 0 | 305231.1397 | 212525.1712 | 211855.8805 | 65883.0093 | 0 | 0 | 0 | 0 | 0 | 0 | 0 | 0 | 314388.0739 | 218900.9263 | 218211.5569 | 67859.4996 | 0 | 0 | 0 | 0 | 0 | 0 | 0 | 0 | 323819.7161 | 225467.9541 | 224757.9036 | 69895.2845 | 0 | 0 | 0 | 0 | 0 | 0 | 0 | 0 | 333534.3076 | 232231.9927 | 231500.6407 | 71992.1431 | 0 | 0 | 0 | 0 | 0 | 0 | 0 | 0 | 343540.3368 | 239198.9525 | 238445.6599 | 74151.9074 | 0 | 0 | 0 | 0 | 0 | 0 | 0 | 0 | 353846.5469 | 246374.9211 | 245599.0297 | 76376.4646 | 0 | 0 | 0 | 0 | 0 | 0 | 0 | 0 | 364461.9433 | 253766.1687 | 252967.0006 | 78667.7585 | 0 | 0 | 0 | 0 | 0 | 0 | 0 | 0 | 375395.8016 | 261379.1538 | 260556.0107 | 81027.7913 | 0 | 0 | 0 | 0 | 0 | 0 | 0 | 0 | 386657.6756 | 269220.5284 | 268372.691 | 83458.625 | 0 | 0 | 0 | 0 | 0 | 0 | 0 | 0 | 398257.4059 | 277297.1442 | 276423.8717 | 85962.3838 | 0 | 0 | 0 | 0 | 0 | 0 | 0 | 0 | 410205.1281 | 285616.0586 | 284716.5879 | 88541.2553 | 0 | 0 | 0 | 0 | 0 | 0 | 0 | 0 | 422511.2819 | 294184.5403 | 293258.0855 | 91197.493 | 0 | 0 | 0 | 0 | 0 | 0 | 0 | 0 | 435186.6204 | 303010.0765 | 302055.8281 | 93933.4177 | 0 | 0 | 0 | 0 | 0 | 0 | 0 | 0 | 448242.219 | 312100.3788 | 311117.5029 | 96751.4203 | 0 | 0 | 0 | 0 | 0 | 0 | 0 | 0 | 461689.4856 | 321463.3902 | 320451.028 | 99653.9629 | 0 | 0 | 0 | 0 | 0 | 0 | 0 | 0 | 475540.1701 | 331107.2919 | 330064.5588 | 102643.5818 | 0 | 0 | 0 | 0 | 0 | 0 | 0 | 0 | 489806.3752 | 341040.5106 | 339966.4956 | 105722.8892 | 0 | 0 | 0 | 0 | 0 | 0 | 0 | 0 | 504500.5665 | 351271.726 | 350165.4905 | 108894.5759 | 0 | 0 | 0 | 0
Contribución Importación sin crédito |  |  | 0 | 0 | 0 | 67556.0328 | 47036.1008 | 46889.007 | 15164.0363 | 0 | 0 | 0 | 0 | 0 | 0 | 0 | 0 | 59268.1825 | 41267.0235 | 41137.0642 | 12792.8173 | 0 | 0 | 0 | 0 | 0 | 0 | 0 | 0 | 61046.2279 | 42505.0342 | 42371.1761 | 13176.6019 | 0 | 0 | 0 | 0 | 0 | 0 | 0 | 0 | 62877.6148 | 43780.1853 | 43642.3114 | 13571.8999 | 0 | 0 | 0 | 0 | 0 | 0 | 0 | 0 | 64763.9432 | 45093.5908 | 44951.5807 | 13979.0569 | 0 | 0 | 0 | 0 | 0 | 0 | 0 | 0 | 66706.8615 | 46446.3985 | 46300.1281 | 14398.4286 | 0 | 0 | 0 | 0 | 0 | 0 | 0 | 0 | 68708.0674 | 47839.7905 | 47689.132 | 14830.3815 | 0 | 0 | 0 | 0 | 0 | 0 | 0 | 0 | 70769.3094 | 49274.9842 | 49119.8059 | 15275.2929 | 0 | 0 | 0 | 0 | 0 | 0 | 0 | 0 | 72892.3887 | 50753.2337 | 50593.4001 | 15733.5517 | 0 | 0 | 0 | 0 | 0 | 0 | 0 | 0 | 75079.1603 | 52275.8308 | 52111.2021 | 16205.5583 | 0 | 0 | 0 | 0 | 0 | 0 | 0 | 0 | 77331.5351 | 53844.1057 | 53674.5382 | 16691.725 | 0 | 0 | 0 | 0 | 0 | 0 | 0 | 0 | 79651.4812 | 55459.4288 | 55284.7743 | 17192.4768 | 0 | 0 | 0 | 0 | 0 | 0 | 0 | 0 | 82041.0256 | 57123.2117 | 56943.3176 | 17708.2511 | 0 | 0 | 0 | 0 | 0 | 0 | 0 | 0 | 84502.2564 | 58836.9081 | 58651.6171 | 18239.4986 | 0 | 0 | 0 | 0 | 0 | 0 | 0 | 0 | 87037.3241 | 60602.0153 | 60411.1656 | 18786.6835 | 0 | 0 | 0 | 0 | 0 | 0 | 0 | 0 | 89648.4438 | 62420.0758 | 62223.5006 | 19350.2841 | 0 | 0 | 0 | 0 | 0 | 0 | 0 | 0 | 92337.8971 | 64292.678 | 64090.2056 | 19930.7926 | 0 | 0 | 0 | 0 | 0 | 0 | 0 | 0 | 95108.034 | 66221.4584 | 66012.9118 | 20528.7164 | 0 | 0 | 0 | 0 | 0 | 0 | 0 | 0 | 97961.275 | 68208.1021 | 67993.2991 | 21144.5778 | 0 | 0 | 0 | 0 | 0 | 0 | 0 | 0 | 100900.1133 | 70254.3452 | 70033.0981 | 21778.9152 | 0 | 0 | 0 | 0
Excedentes Tipo 2 |  |  | -478377.9619 | -299257.8421 | -264126.4102 | 0 | 0 | 0 | 0 | -171931.8592 | -282223.0276 | -260519.8828 | -195537.9501 | -397234.6136 | -353039.9717 | -245639.3783 | -215977.5264 | 0 | 0 | 0 | 0 | -173097.6641 | -280814.9899 | -260519.8828 | -195537.9501 | -397234.6136 | -370691.9703 | -257921.3472 | -226776.4027 | 0 | 0 | 0 | 0 | -181752.5473 | -294855.7394 | -260519.8828 | -195537.9501 | -397234.6136 | -389226.5688 | -270817.4145 | -238115.2229 | 0 | 0 | 0 | 0 | -190840.1746 | -309598.5264 | -260519.8828 | -195537.9501 | -397234.6136 | -408687.8972 | -284358.2853 | -250020.984 | 0 | 0 | 0 | 0 | -200382.1834 | -325078.4527 | -260519.8828 | -195537.9501 | -397234.6136 | -429122.2921 | -298576.1995 | -262522.0332 | 0 | 0 | 0 | 0 | -210401.2925 | -341332.3753 | -271414.0883 | -195537.9501 | -397234.6136 | -450578.4067 | -313505.0095 | -275648.1349 | 0 | 0 | 0 | 0 | -220921.3572 | -358398.9941 | -284984.7927 | -195537.9501 | -412409.7961 | -473107.327 | -171519.416 | -143883.7198 | 0 | 0 | 0 | 0 | -231967.425 | -376318.9438 | -299234.0323 | -197739.4257 | -433030.2859 | -496762.6934 | -171519.416 | -143883.7198 | 0 | 0 | 0 | 0 | -243565.7963 | -395134.891 | -314195.7339 | -207626.397 | -454681.8002 | -521600.828 | -171519.416 | -143883.7198 | 0 | 0 | 0 | 0 | -255744.0861 | -414891.6355 | -329905.5206 | -218007.7168 | -477415.8902 | -547680.8694 | -171519.416 | -143883.7198 | 0 | 0 | 0 | 0 | -268531.2904 | -435636.2173 | -346400.7967 | -228908.1027 | -501286.6847 | -575064.9129 | -171519.416 | -143883.7198 | 0 | 0 | 0 | 0 | -281957.8549 | -457418.0282 | -363720.8365 | -240353.5078 | -526351.0189 | -603818.1585 | -171519.416 | -143883.7198 | 0 | 0 | 0 | 0 | -214914.824 | -352778.7845 | -325649.8536 | -244422.4376 | -496543.267 | -417466.7699 | -171519.416 | -143883.7198 | 0 | 0 | 0 | 0 | -214914.824 | -352778.7845 | -325649.8536 | -244422.4376 | -496543.267 | -417466.7699 | -171519.416 | -143883.7198 | 0 | 0 | 0 | 0 | -214914.824 | -352778.7845 | -325649.8536 | -244422.4376 | -496543.267 | -417466.7699 | -171519.416 | -143883.7198 | 0 | 0 | 0 | 0 | -214914.824 | -352778.7845 | -325649.8536 | -244422.4376 | -496543.267 | -417466.7699 | -171519.416 | -143883.7198 | 0 | 0 | 0 | 0 | -214914.824 | -352778.7845 | -325649.8536 | -244422.4376 | -496543.267 | -417466.7699 | -171519.416 | -143883.7198 | 0 | 0 | 0 | 0 | -214914.824 | -352778.7845 | -325649.8536 | -244422.4376 | -496543.267 | -417466.7699 | -171519.416 | -143883.7198 | 0 | 0 | 0 | 0 | -214914.824 | -352778.7845 | -325649.8536 | -244422.4376 | -496543.267 | -417466.7699 | -171519.416 | -143883.7198 | 0 | 0 | 0 | 0 | -214914.824 | -352778.7845 | -325649.8536 | -244422.4376
Contribución por excedentes Tipo 2
Costo Generación Paneles |  |  | 0 | 0 | 0 | 0 | 0 | 212847.4765 | 196225.8306 | 233656.4801 | 212251.5589 | 205792.8454 | 206858.5973 | 220122.7147 | 216892.8076 | 202976.6083 | 182998.2213 | 174890.3964 | 184874.3407 | 223033.7486 | 205616.6382 | 244838.6117 | 222409.312 | 215641.503 | 216758.2587 | 230657.1589 | 227504.5876 | 212907.5191 | 191951.6619 | 183447.1504 | 193919.573 | 233945.9826 | 215676.716 | 256817.6787 | 233290.9946 | 226192.0612 | 227363.4558 | 241942.3788 | 238635.3136 | 223324.0794 | 201342.951 | 192422.3539 | 203407.1427 | 240717.725 | 229845.3423 | 264251.4596 | 240043.778 | 232739.3605 | 233944.662 | 248945.5829 | 245542.5345 | 229788.1216 | 207170.7567 | 197991.9559 | 209294.6958 | 252494.6424 | 232776.8773 | 277179.7457 | 251787.7231 | 244125.943 | 245390.2129 | 261125.0415 | 256497.5091 | 240040.2071 | 216413.7596 | 206825.4431 | 218632.4591 | 258735.7921 | 238530.6442 | 284031.0604 | 258011.3991 | 250160.2355 | 251455.7556 | 267579.5169 | 262830.6177 | 245966.973 | 221757.1715 | 211932.1126 | 224030.6523 | 270272.2075 | 249166.1601 | 296695.332 | 269515.5156 | 261314.2873 | 262667.5715 | 279510.2531 | 274542.2411 | 256927.1594 | 231638.5792 | 221375.7196 | 234013.3653 | 282315.4251 | 269564.2188 | 309915.953 | 281525.0153 | 272958.3436 | 274371.9296 | 291965.1141 | 286767.9503 | 268368.4469 | 241953.7347 | 231233.8572 | 244434.273 | 294887.2838 | 271859.0004 | 323716.8977 | 294061.6761 | 285113.5198 | 286590.0546 | 304966.6856 | 299529.8748 | 280311.5454 | 252721.3093 | 241524.3691 | 255312.238 | 308010.5399 | 283957.4376 | 338123.1471 | 307148.1905 | 297801.8178 | 299344.0622 | 318538.5015 | 311195.7752 | 300936.5738 | 262564.1392 | 259295.478 | 265255.9778 | 320006.7399 | 295016.8325 | 351292.1539 | 319110.8042 | 309400.4149 | 311002.7257 | 330944.7378 | 323279.4409 | 312621.8769 | 272759.4489 | 269363.8662 | 275555.811 | 332432.5335 | 317417.7117 | 364932.7535 | 331501.8088 | 321414.3672 | 323078.8954 | 343795.2516 | 335793.4838 | 324723.3689 | 283317.8791 | 279790.8546 | 286222.4876 | 345300.8897 | 318335.7162 | 379059.1827 | 344334.1369 | 333856.2137 | 335585.1752 | 357103.4549 | 348750.7324 | 337253.4555 | 294250.2538 | 290587.1321 | 297266.9423 | 358625.0001 | 330619.3226 | 393685.9229 | 357620.9433 | 346738.7089 | 348534.3857 | 370882.9904 | 362164.2221 | 350224.7422 | 305567.5713 | 301763.5603 | 308700.2862 | 372418.2693 | 343335.4504 | 408827.6891 | 371375.595 | 360074.8131 | 361939.5544 | 385147.7208 | 376047.1839 | 363650.024 | 317280.9948 | 313331.1634 | 320533.7972 | 386694.303 | 369228.6657 | 424499.4172 | 385611.6594 | 373877.6809 | 375813.904 | 399911.7167 | 390413.0314 | 377542.2721 | 329401.8418 | 325301.118 | 332778.9085 | 401466.8943 | 370115.6156 | 440716.2489 | 400342.8914 | 388160.6485 | 390170.8397 | 415189.243 | 405275.3456 | 391914.62 | 341941.571 | 337684.7401 | 345447.1965 | 416750.009 | 384205.2441 | 457493.5152 | 415583.2173 | 402937.2186 | 405023.9341 | 430994.7426 | 420647.8588 | 406780.3469 | 354911.7686 | 350493.4716 | 358550.366 | 432557.768 | 398778.5465 | 474846.7175 | 431346.7187 | 418221.0442 | 420386.911 | 447342.819 | 436544.4348 | 422152.86 | 368324.1319 | 363738.8644 | 372100.2345 | 448904.4278 | 428628.9755 | 492791.5062 | 447647.6121 | 434025.9092 | 436273.6256
Total Costo del SFV |  | 0 | -398353.0525 | -188904.4518 | -157878.5258 | 504468.6726 | 404354.4842 | 644707.0677 | 444734.6477 | 212319.4645 | 39816.1427 | 51305.7502 | 129083.1648 | -92660.3958 | -51833.504 | 71319.9903 | 62203.2182 | 615960.2436 | 558278.4974 | 624897.4492 | 444623.8793 | 226853.6366 | 54675.5619 | 64335.3915 | 142515.7017 | -79592.4065 | -56344.3128 | 72388.415 | 63213.2582 | 637749.0931 | 578525.8544 | 647865.5942 | 461854.1744 | 234831.2011 | 54908.9322 | 78162.3628 | 156759.7606 | -65697.6352 | -61142.8932 | 73430.9752 | 64206.8671 | 660353.3548 | 599551.6125 | 667054.925 | 483408.1244 | 237970.3367 | 50413.1389 | 88084.3677 | 167088.9945 | -56006.593 | -71013.5499 | 69981.876 | 61158.2859 | 679960.8868 | 617323.4997 | 691621.9584 | 493946.5429 | 246293.3856 | 50276.1943 | 102946.8968 | 182395.0138 | -41058.6613 | -77729.0158 | 69752.6084 | 61020.495 | 703253.442 | 638902.1271 | 711036.9275 | 507535.3998 | 248210.4659 | 43952.9554 | 101667.209 | 192436.839 | -31752.6586 | -90005.1488 | 64599.2224 | 56451.6683 | 723252.9514 | 656908.4104 | 736142.377 | 526241.0583 | 255592.0937 | 42208.6711 | 102938.1882 | 207744.2259 | -32060.0318 | -97890.1665 | 221509.12 | 201407.77 | 748036.1837 | 679877.4561 | 762161.6997 | 554951.364 | 263161.1904 | 40230.9855 | 104131.2657 | 221465.5465 | -37200.4752 | -106299.5761 | 237033.4489 | 215132.5128 | 773694.1351 | 703674.2865 | 789128.9467 | 565807.7599 | 270920.1438 | 38002.4466 | 105236.949 | 228141.6915 | -42734.4771 | -115264.9313 | 253182.0798 | 229411.9623 | 800258.4554 | 728329.452 | 817079.4526 | 586724.6599 | 278871.1746 | 35504.4863 | 106245.0352 | 234989.7204 | -48687.3322 | -126474.8916 | 278138.8068 | 242872.0234 | 834791.5868 | 752463.7082 | 844347.72 | 606867.0715 | 285147.7405 | 31019.9561 | 105498.8184 | 240357.5992 | -56846.1886 | -138474.9633 | 294285.7594 | 256793.0812 | 862124.8583 | 777379.7733 | 872503.743 | 638623.4578 | 291433.3819 | 26055.511 | 104467.7068 | 245736.2531 | -65655.1363 | -151314.8508 | 310982.7504 | 271189.032 | 890334.6765 | 803101.1687 | 901574.2354 | 649177.6347 | 378856.5964 | 148086.2347 | 159383.7616 | 259063.9291 | -19032.1622 | 51495.0811 | 328246.2008 | 286074.0529 | 919447.2687 | 829651.9838 | 931586.5462 | 671386.4987 | 399924.7038 | 166068.9675 | 176801.5788 | 277050.1754 | -1640.3972 | 68514.9044 | 346092.8524 | 301462.5959 | 949489.5009 | 857056.879 | 962568.6618 | 694325.6418 | 421701.0782 | 184660.4234 | 194809.0647 | 295643.4909 | 16344.9296 | 86112.3898 | 364539.76 | 317369.3818 | 980488.8823 | 885341.0877 | 994549.2073 | 730748.5628 | 444206.4527 | 203878.3963 | 213423.4557 | 314861.6317 | 34941.1398 | 104304.1966 | 383604.2826 | 333809.392 | 1012473.5684 | 914530.4178 | 1027557.4458 | 742481.1096 | 467461.9401 | 223740.9939 | 232662.2921 | 334722.6723 | 54165.8468 | 123107.2489 | 403304.0733 | 350797.8593 | 1045472.364 | 944651.2511 | 1061623.277 | 767741.703 | 491489.0219 | 244266.6264 | 252543.4072 | 355244.9949 | 74036.9425 | 142538.7222 | 423657.0663 | 368350.2571 | 1079514.7243 | 975730.5422 | 1096777.234 | 793821.0991 | 516309.5341 | 265473.9936 | 273084.914 | 376447.2766 | 94572.583 | 162616.0272 | 444681.4635 | 386482.2867 | 1114630.7547 | 1007795.816 | 1133050.4779 | 835522.8047 | 541945.6521 | 287382.0688 | 294305.1907 | 398348.4754
|  | 2024 | 2025 | 2026 | 2027 | 2028 | 2029 | 2030 | 2031 | 2032 | 2033 | 2034 | 2035 | 2036 | 2037 | 2038 | 2039 | 2040 | 2041 | 2042 | 2043 | 2044
Costo de energía con SFV |  | -240667.3575 | 2531310.2742 | 2753594.1644 | 2884058.5483 | 2977652.4054 | 3100042.3598 | 3166287.9585 | 3568777.9 | 3708339.5533 | 3825765.3131 | 3968384.1742 | 4083585.161 | 4211736.2987 | 4865474.0019 | 5116389.9107 | 5375620.5833 | 5656141.3736 | 5920004.2639 | 6205657.9938 | 6500627.7087 | 4498350.4855
Flujo de caja neto |  | 0 | 1716802.7485 | 1945498.6278 | 1763268.0458 | 1828563.9954 | 1915537.3558 | 1977884.5083 | 1890894.9283 | 1973958.7355 | 1589350.5853 | 1565407.3058 | 1629403.9392 | 1401031.2078 | 1498358.744 | 1561928.0097 | 1430806.7818 | 1430853.3444 | 1477073.6986 | 1675976.9948 | 1525780.4287 | 2025012.9094 | 1623366.1679 | 1600879.0562 | 1668726.0154 | 1427214.3429 | 1546265.31 | 1609857.025 | 1474587.0418 | 1470468.9026 | 1517886.9075 | 1722035.0831 | 1567662.2629 | 2084591.3413 | 1673474.0495 | 1637008.5183 | 1708819.2081 | 1453748.2296 | 1595761.5204 | 1659281.828 | 1519727.4419 | 1511111.1807 | 1559753.5322 | 1773942.7726 | 1606993.806 | 2151034.8819 | 1729821.3323 | 1678541.6398 | 1754457.3432 | 1485698.7053 | 1651670.7358 | 1714712.3113 | 1570294.0524 | 1556647.5848 | 1606760.7994 | 1822605.6702 | 1659167.4453 | 2214381.9896 | 1783365.3111 | 1716677.8909 | 1796797.714 | 1513641.537 | 1705805.9173 | 1768482.4045 | 1619375.4134 | 1600453.2837 | 1651904.7009 | 1878617.5299 | 1710172.0081 | 2286285.1706 | 1844697.7951 | 1772546.3224 | 1846131.6706 | 1548513.0205 | 1766924.3573 | 1828782.8409 | 1674356.1173 | 1649564.9761 | 1702622.6225 | 1931201.7141 | 1757997.5718 | 2354938.4119 | 1903101.6019 | 1827501.7491 | 1891981.339 | 1594323.2046 | 1825116.9513 | 1728674.4052 | 1581324.2493 | 1695966.2817 | 1750439.5078 | 1985202.7142 | 1797814.4251 | 2425685.2303 | 1963438.5957 | 1884221.8697 | 1941251.7854 | 1646331.5432 | 1885343.1645 | 1771655.5821 | 1621081.467 | 1743628.4042 | 1799552.1863 | 2040656.3996 | 1857541.0028 | 2498591.6696 | 2025777.222 | 1942766.7806 | 1999457.1603 | 1700139.4771 | 1947679.8273 | 1815767.6221 | 1661888.4369 | 1792583.7601 | 1849993.815 | 2097599.4541 | 1909324.5657 | 2573725.9931 | 2090188.5724 | 2003198.8062 | 2059437.097 | 1755814.4822 | 2013862.2345 | 1852879.3862 | 1705167.3878 | 1835835.8951 | 1903209.2568 | 2157771.5539 | 1964063.6309 | 2653027.3423 | 2158443.8943 | 2067228.3383 | 2122902.0227 | 1815187.1531 | 2082483.9264 | 1900662.9793 | 1749687.5123 | 1888621.448 | 1957963.3807 | 2219679.1091 | 2009435.1656 | 2734886.9534 | 2229092.255 | 2133441.2645 | 2188421.1575 | 1876746.3298 | 2153644.0829 | 1949814.4505 | 1795485.9793 | 1942934.0191 | 2014302.2799 | 2283374.1022 | 2078322.7474 | 2738253.3489 | 2174715.9643 | 2145662.4789 | 2248118.2038 | 1884456.0914 | 2010904.0279 | 2000374.9161 | 1842601.2088 | 1998819.4878 | 2072273.5682 | 2348910.2416 | 2137938.8949 | 2810698.5399 | 2226417.2974 | 2197396.0489 | 2305347.4215 | 1923027.0443 | 2055756.1779 | 2052386.898 | 1891072.9236 | 2056325.2582 | 2131926.4396 | 2416343.0296 | 2199279.5136 | 2885240.8628 | 2279600.4294 | 2250614.4918 | 2364226.0339 | 1962683.3169 | 2101886.825 | 2105894.383 | 1940942.2033 | 2115500.3196 | 2193311.7304 | 2485729.8349 | 2249664.7473 | 2961943.7466 | 2334310.2822 | 2305362.8075 | 2424803.9789 | 2003457.9541 | 2149334.9946 | 2160942.8846 | 1992251.5406 | 2176395.3096 | 2256481.9849 | 2557129.9677 | 2327344.5998 | 3040872.7651 | 2390593.3449 | 2361687.559 | 2487132.9066 | 2045385.2199 | 2198141.1181 | 2217579.509 | 2045044.9013 | 2239062.5803 | 2321491.5237 | 2630604.7588 | 2394178.7777 | 3122095.7245 | 2448497.7425 | 2419636.9395 | 2551266.2514 | 2088500.6562 | 2248347.0958 | 2275853.0234 | 2099367.7864 | 2303556.2684 | 2388396.5158 | 2706217.6429 | 2462956.996 | 3205682.7547 | 2508073.3064 | 2479260.8431 | 2617259.307 | 2132841.1437 | 2299996.3653 | 2335813.9289 | 2155267.2981 | 2369932.3677 | 2457255.0537 | 2784034.2454 | 2518958.6333 | 3291706.4054 | 2569371.6502 | 2540610.9391 | 2685169.3057
Flujo de caja acumulado |  | 0 | 1716802.7485 | 3662301.3763 | 5425569.4221 | 7254133.4175 | 9169670.7733 | 11147555.2816 | 13038450.2099 | 15012408.9454 | 16601759.5307 | 18167166.8364 | 19796570.7757 | 21197601.9835 | 22695960.7275 | 24257888.7372 | 25688695.5189 | 27119548.8633 | 28596622.562 | 30272599.5568 | 31798379.9855 | 33823392.8949 | 35446759.0629 | 37047638.1191 | 38716364.1345 | 40143578.4773 | 41689843.7874 | 43299700.8124 | 44774287.8542 | 46244756.7568 | 47762643.6642 | 49484678.7474 | 51052341.0102 | 53136932.3515 | 54810406.4011 | 56447414.9194 | 58156234.1275 | 59609982.3571 | 61205743.8775 | 62865025.7055 | 64384753.1473 | 65895864.328 | 67455617.8602 | 69229560.6329 | 70836554.4388 | 72987589.3208 | 74717410.6531 | 76395952.2929 | 78150409.6361 | 79636108.3414 | 81287779.0773 | 83002491.3885 | 84572785.441 | 86129433.0257 | 87736193.8251 | 89558799.4953 | 91217966.9407 | 93432348.9303 | 95215714.2413 | 96932392.1323 | 98729189.8463 | 100242831.3833 | 101948637.3005 | 103717119.7051 | 105336495.1184 | 106936948.4022 | 108588853.1031 | 110467470.633 | 112177642.6411 | 114463927.8117 | 116308625.6068 | 118081171.9292 | 119927303.5998 | 121475816.6204 | 123242740.9777 | 125071523.8186 | 126745879.9359 | 128395444.912 | 130098067.5345 | 132029269.2487 | 133787266.8205 | 136142205.2324 | 138045306.8343 | 139872808.5834 | 141764789.9225 | 143359113.127 | 145184230.0783 | 146912904.4835 | 148494228.7328 | 150190195.0145 | 151940634.5222 | 153925837.2364 | 155723651.6615 | 158149336.8919 | 160112775.4875 | 161996997.3573 | 163938249.1426 | 165584580.6858 | 167469923.8503 | 169241579.4324 | 170862660.8994 | 172606289.3036 | 174405841.4899 | 176446497.8895 | 178304038.8923 | 180802630.5619 | 182828407.7839 | 184771174.5645 | 186770631.7248 | 188470771.2019 | 190418451.0292 | 192234218.6513 | 193896107.0882 | 195688690.8482 | 197538684.6633 | 199636284.1173 | 201545608.683 | 204119334.6761 | 206209523.2486 | 208212722.0548 | 210272159.1519 | 212027973.634 | 214041835.8685 | 215894715.2547 | 217599882.6425 | 219435718.5375 | 221338927.7944 | 223496699.3483 | 225460762.9791 | 228113790.3214 | 230272234.2157 | 232339462.554 | 234462364.5766 | 236277551.7298 | 238360035.6562 | 240260698.6355 | 242010386.1479 | 243899007.5959 | 245856970.9766 | 248076650.0857 | 250086085.2513 | 252820972.2046 | 255050064.4596 | 257183505.7241 | 259371926.8816 | 261248673.2114 | 263402317.2943 | 265352131.7448 | 267147617.7241 | 269090551.7432 | 271104854.0231 | 273388228.1253 | 275466550.8727 | 278204804.2216 | 280379520.1859 | 282525182.6648 | 284773300.8687 | 286657756.9601 | 288668660.9879 | 290669035.9041 | 292511637.1128 | 294510456.6006 | 296582730.1688 | 298931640.4104 | 301069579.3053 | 303880277.8452 | 306106695.1426 | 308304091.1915 | 310609438.613 | 312532465.6573 | 314588221.8352 | 316640608.7332 | 318531681.6568 | 320588006.915 | 322719933.3546 | 325136276.3842 | 327335555.8978 | 330220796.7606 | 332500397.1901 | 334751011.6819 | 337115237.7159 | 339077921.0328 | 341179807.8577 | 343285702.2407 | 345226644.444 | 347342144.7636 | 349535456.494 | 352021186.3289 | 354270851.0762 | 357232794.8228 | 359567105.1049 | 361872467.9125 | 364297271.8914 | 366300729.8454 | 368450064.8401 | 370611007.7247 | 372603259.2653 | 374779654.5749 | 377036136.5597 | 379593266.5274 | 381920611.1272 | 384961483.8923 | 387352077.2372 | 389713764.7963 | 392200897.7028 | 394246282.9228 | 396444424.0408 | 398662003.5498 | 400707048.4511 | 402946111.0314 | 405267602.5551 | 407898207.3139 | 410292386.0916 | 413414481.8161 | 415862979.5586 | 418282616.4981 | 420833882.7494 | 422922383.4057 | 425170730.5014 | 427446583.5248 | 429545951.3112 | 431849507.5795 | 434237904.0953 | 436944121.7382 | 439407078.7342 | 442612761.4889 | 445120834.7953 | 447600095.6384 | 450217354.9454 | 452350196.0891 | 454650192.4544 | 456986006.3833 | 459141273.6813 | 461511206.0491 | 463968461.1028 | 466752495.3482 | 469271453.9815 | 472563160.3868 | 475132532.037 | 477673142.9761 | 480358312.2818
|  | 2024 | 2025 | 2026 | 2027 | 2028 | 2029 | 2030 | 2031 | 2032 | 2033 | 2034 | 2035 | 2036 | 2037 | 2038 | 2039 | 2040 | 2041 | 2042 | 2043 | 2044
Flujo caja neto |  | 7254133.4175 | 19865415.4458 | 19125207.8934 | 19651107.5713 | 20233568.6977 | 20807515.3764 | 21458496.5099 | 21794750.1024 | 22416094.2891 | 23082401.5446 | 23747027.6893 | 24463289.0584 | 25191544.1473 | 25419904.8574 | 26077550.3144 | 26754137.8486 | 27437509.8113 | 28166456.4565 | 28903396.5482 | 29661698.4695 | 18847106.2328
Flujo acumulado |  | 7254133.4175 | 27119548.8633 | 46244756.7568 | 65895864.328 | 86129433.0257 | 106936948.4022 | 128395444.912 | 150190195.0145 | 172606289.3036 | 195688690.8482 | 219435718.5375 | 243899007.5959 | 269090551.7432 | 294510456.6006 | 320588006.915 | 347342144.7636 | 374779654.5749 | 402946111.0314 | 431849507.5795 | 461511206.0491 | 480358312.2818
Costo Energía | VPN 5 años | 2024: VPN 10 años; 2025: VPN 15 años
Situación Actual | 72180006.4191 | 2024: 109763479.1349; 2025: 131425243.5457
ESFV PPA | 7984914.3293 | 2024: 13194668.582; 2025: 16533316.2129
Ahorro | 64195092.0898 | 2024: 96568810.553; 2025: 114891927.3328
VPN | 64195092.0898 | 2024: 96568810.553; 2025: 109058216.9068
% de Ahorro | 88.94% | 2024: 87.98%; 2025: 87.42%
Valores Corrientes | 5 años | 2024: 10 años; 2025: 15 años
Situación Actual | 120942938.7968 | 2024: 251679263.8313; 2025: 403238496.0129
Costo ESF | 14005990.3947 | 2024: 32243545.2937; 2025: 55896351.2493
Ahorro | 106936948.4022 | 2024: 219435718.5375; 2025: 347342144.7636
% ahorro | 88.42% | 2024: 87.19%; 2025: 86.14%

## Anál inv cap propio
PPA
| 2024 | 2024 | 2024 | 2024 | 2024 | 2024 | 2025 | 2025 | 2025 | 2025 | 2025 | 2025 | 2025 | 2025 | 2025 | 2025 | 2025 | 2025 | 2026 | 2026 | 2026 | 2026 | 2026 | 2026 | 2026 | 2026 | 2026 | 2026 | 2026 | 2026 | 2027 | 2027 | 2027 | 2027 | 2027 | 2027 | 2027 | 2027 | 2027 | 2027 | 2027 | 2027 | 2028 | 2028 | 2028 | 2028 | 2028 | 2028 | 2028 | 2028 | 2028 | 2028 | 2028 | 2028 | 2029 | 2029 | 2029 | 2029 | 2029 | 2029 | 2029 | 2029 | 2029 | 2029 | 2029 | 2029 | 2030 | 2030 | 2030 | 2030 | 2030 | 2030 | 2030 | 2030 | 2030 | 2030 | 2030 | 2030 | 2031 | 2031 | 2031 | 2031 | 2031 | 2031 | 2031 | 2031 | 2031 | 2031 | 2031 | 2031 | 2032 | 2032 | 2032 | 2032 | 2032 | 2032 | 2032 | 2032 | 2032 | 2032 | 2032 | 2032 | 2033 | 2033 | 2033 | 2033 | 2033 | 2033 | 2033 | 2033 | 2033 | 2033 | 2033 | 2033 | 2034 | 2034 | 2034 | 2034 | 2034 | 2034 | 2034 | 2034 | 2034 | 2034 | 2034 | 2034 | 2035 | 2035 | 2035 | 2035 | 2035 | 2035 | 2035 | 2035 | 2035 | 2035 | 2035 | 2035 | 2036 | 2036 | 2036 | 2036 | 2036 | 2036 | 2036 | 2036 | 2036 | 2036 | 2036 | 2036 | 2037 | 2037 | 2037 | 2037 | 2037 | 2037 | 2037 | 2037 | 2037 | 2037 | 2037 | 2037 | 2038 | 2038 | 2038 | 2038 | 2038 | 2038 | 2038 | 2038 | 2038 | 2038 | 2038 | 2038 | 2039 | 2039 | 2039 | 2039 | 2039 | 2039 | 2039 | 2039 | 2039 | 2039 | 2039 | 2039 | 2040 | 2040 | 2040 | 2040 | 2040 | 2040 | 2040 | 2040 | 2040 | 2040 | 2040 | 2040 | 2041 | 2041 | 2041 | 2041 | 2041 | 2041 | 2041 | 2041 | 2041 | 2041 | 2041 | 2041 | 2042 | 2042 | 2042 | 2042 | 2042 | 2042 | 2042 | 2042 | 2042 | 2042 | 2042 | 2042 | 2043 | 2043 | 2043 | 2043 | 2043 | 2043 | 2043 | 2043 | 2043 | 2043 | 2043 | 2043 | 2044 | 2044 | 2044 | 2044 | 2044 | 2044 | 2044 | 2044 | 2044 | 2044 | 2044 | 2044
 | time axis 2024-07-01 to 2044-12-01
Energía Producida | 0 | [7 empty] | 2360.8296 | 2144.5576 | 2079.2997 | 2090.0679 | 2224.0865 | 2191.452 | 2050.8449 | 1848.9863 | 1767.066 | 1867.9423 | 2146.1897 | 1978.5898 | 2356.0116 | 2140.1809 | 2075.0562 | 2085.8025 | 2219.5476 | 2189.2113 | 2048.7479 | 1847.0957 | 1765.2592 | 1866.0323 | 2143.9952 | 1976.5667 | 2353.6026 | 2137.9926 | 2072.9345 | 2083.6697 | 2217.2781 | 2186.9705 | 2046.6509 | 1845.2051 | 1763.4524 | 1864.1224 | 2141.8008 | 2045.0631 | 2351.1936 | 2135.8043 | 2070.8128 | 2081.537 | 2215.0086 | 2184.7298 | 2044.5539 | 1843.3145 | 1761.6456 | 1862.2124 | 2139.6063 | 1972.5205 | 2348.7846 | 2133.6159 | 2068.691 | 2079.4043 | 2212.7392 | 2173.5261 | 2034.069 | 1833.8616 | 1752.6115 | 1852.6626 | 2128.634 | 1962.4051 | 2336.7395 | 2122.6743 | 2058.0824 | 2068.7407 | 2201.3918 | 2162.3223 | 2023.5842 | 1824.4088 | 1743.5774 | 1843.1128 | 2117.6616 | 1952.2896 | 2324.6945 | 2111.7327 | 2047.4737 | 2058.0771 | 2190.0444 | 2151.1186 | 2013.0993 | 1814.9559 | 1734.5434 | 1833.563 | 2106.6893 | 2011.5374 | 2312.6495 | 2100.7911 | 2036.865 | 2047.4135 | 2178.697 | 2139.9148 | 2002.6144 | 1805.503 | 1725.5093 | 1824.0132 | 2095.7169 | 1932.0586 | 2300.6044 | 2089.8495 | 2026.2563 | 2036.7498 | 2167.3496 | 2128.7111 | 1992.1295 | 1796.0501 | 1716.4752 | 1814.4634 | 2084.7446 | 1921.9431 | 2288.5594 | 2078.9078 | 2015.6477 | 2026.0862 | 2156.0023 | 2106.3036 | 2036.865 | 1777.1443 | 1755.0206 | 1795.3638 | 2062.7999 | 1901.7121 | 2264.4693 | 2057.0246 | 1994.4303 | 2004.759 | 2133.3075 | 2083.8961 | 2015.1962 | 1758.2385 | 1736.3502 | 1776.2642 | 2040.8552 | 1948.6769 | 2240.3792 | 2035.1414 | 1973.213 | 1983.4318 | 2110.6127 | 2061.4886 | 1993.5275 | 1739.3327 | 1717.6797 | 1757.1645 | 2018.9106 | 1861.2502 | 2216.2891 | 2013.2581 | 1951.9956 | 1962.1046 | 2087.918 | 2039.0811 | 1971.8587 | 1720.4269 | 1699.0093 | 1738.0649 | 1996.9659 | 1841.0192 | 2192.199 | 1991.3749 | 1930.7783 | 1940.7773 | 2065.2232 | 2016.6737 | 1950.1899 | 1701.5211 | 1680.3389 | 1718.9653 | 1975.0212 | 1820.7882 | 2168.1089 | 1969.4916 | 1909.561 | 1919.4501 | 2042.5284 | 1994.2662 | 1928.5211 | 1682.6153 | 1661.6684 | 1699.8657 | 1953.0765 | 1864.8628 | 2144.0188 | 1947.6084 | 1888.3436 | 1898.1229 | 2019.8337 | 1971.8587 | 1906.8524 | 1663.7095 | 1642.998 | 1680.7661 | 1931.1318 | 1780.3262 | 2119.9287 | 1925.7252 | 1867.1263 | 1876.7957 | 1997.1389 | 1949.4512 | 1885.1836 | 1644.8037 | 1624.3276 | 1661.6665 | 1909.1872 | 1760.0953 | 2095.8386 | 1903.8419 | 1845.9089 | 1855.4684 | 1974.4442 | 1927.0437 | 1863.5148 | 1625.898 | 1605.6572 | 1642.5669 | 1887.2425 | 1739.8643 | 2071.7485 | 1881.9587 | 1824.6916 | 1834.1412 | 1951.7494 | 1904.6362 | 1841.846 | 1606.9922 | 1586.9867 | 1623.4672 | 1865.2978 | 1781.0488 | 2047.6584 | 1860.0754 | 1803.4742 | 1812.814 | 1929.0546 | 1887.082 | 1829.1144 | 1599.5867 | 1583.3301 | 1623.4672
Tarifa Paneles | 0 | [6 empty] | 117.7644 | 117.7644 | 117.7644 | 117.7644 | 117.7644 | 117.7644 | 117.7644 | 117.7644 | 117.7644 | 117.7644 | 117.7644 | 121.2973 | 121.2973 | 121.2973 | 121.2973 | 121.2973 | 121.2973 | 121.2973 | 121.2973 | 121.2973 | 121.2973 | 121.2973 | 121.2973 | 124.9362 | 124.9362 | 124.9362 | 124.9362 | 124.9362 | 124.9362 | 124.9362 | 124.9362 | 124.9362 | 124.9362 | 124.9362 | 124.9362 | 128.6843 | 128.6843 | 128.6843 | 128.6843 | 128.6843 | 128.6843 | 128.6843 | 128.6843 | 128.6843 | 128.6843 | 128.6843 | 128.6843 | 132.5448 | 132.5448 | 132.5448 | 132.5448 | 132.5448 | 132.5448 | 132.5448 | 132.5448 | 132.5448 | 132.5448 | 132.5448 | 132.5448 | 136.5212 | 136.5212 | 136.5212 | 136.5212 | 136.5212 | 136.5212 | 136.5212 | 136.5212 | 136.5212 | 136.5212 | 136.5212 | 136.5212 | 140.6168 | 140.6168 | 140.6168 | 140.6168 | 140.6168 | 140.6168 | 140.6168 | 140.6168 | 140.6168 | 140.6168 | 140.6168 | 140.6168 | 144.8353 | 144.8353 | 144.8353 | 144.8353 | 144.8353 | 144.8353 | 144.8353 | 144.8353 | 144.8353 | 144.8353 | 144.8353 | 144.8353 | 149.1804 | 149.1804 | 149.1804 | 149.1804 | 149.1804 | 149.1804 | 149.1804 | 149.1804 | 149.1804 | 149.1804 | 149.1804 | 149.1804 | 153.6558 | 153.6558 | 153.6558 | 153.6558 | 153.6558 | 153.6558 | 153.6558 | 153.6558 | 153.6558 | 153.6558 | 153.6558 | 153.6558 | 158.2655 | 158.2655 | 158.2655 | 158.2655 | 158.2655 | 158.2655 | 158.2655 | 158.2655 | 158.2655 | 158.2655 | 158.2655 | 158.2655 | 163.0134 | 163.0134 | 163.0134 | 163.0134 | 163.0134 | 163.0134 | 163.0134 | 163.0134 | 163.0134 | 163.0134 | 163.0134 | 163.0134 | 167.9038 | 167.9038 | 167.9038 | 167.9038 | 167.9038 | 167.9038 | 167.9038 | 167.9038 | 167.9038 | 167.9038 | 167.9038 | 167.9038 | 172.941 | 172.941 | 172.941 | 172.941 | 172.941 | 172.941 | 172.941 | 172.941 | 172.941 | 172.941 | 172.941 | 172.941 | 178.1292 | 178.1292 | 178.1292 | 178.1292 | 178.1292 | 178.1292 | 178.1292 | 178.1292 | 178.1292 | 178.1292 | 178.1292 | 178.1292 | 183.4731 | 183.4731 | 183.4731 | 183.4731 | 183.4731 | 183.4731 | 183.4731 | 183.4731 | 183.4731 | 183.4731 | 183.4731 | 183.4731 | 188.9773 | 188.9773 | 188.9773 | 188.9773 | 188.9773 | 188.9773 | 188.9773 | 188.9773 | 188.9773 | 188.9773 | 188.9773 | 188.9773 | 194.6466 | 194.6466 | 194.6466 | 194.6466 | 194.6466 | 194.6466 | 194.6466 | 194.6466 | 194.6466 | 194.6466 | 194.6466 | 194.6466 | 200.486 | 200.486 | 200.486 | 200.486 | 200.486 | 200.486 | 200.486 | 200.486 | 200.486 | 200.486 | 200.486 | 200.486 | 206.5005 | 206.5005 | 206.5005 | 206.5005 | 206.5005 | 206.5005 | 206.5005 | 206.5005 | 206.5005 | 206.5005 | 206.5005 | 206.5005
Ingreso | 0 | 0 | 0 | 0 | 0 | 0 | 0 | 0 | 0 | 278021.6346 | 252552.4878 | 244867.4363 | 246135.5461 | 261918.1668 | 258074.9863 | 241516.4707 | 217744.719 | 208097.4337 | 219977.0636 | 260327.0348 | 239997.6239 | 285777.8708 | 259598.1868 | 251698.738 | 253002.2256 | 269225.1492 | 265545.4391 | 248507.607 | 224047.7384 | 214121.1948 | 226344.7024 | 267862.6773 | 246944.7944 | 294050.2343 | 267112.7314 | 258984.6186 | 260325.838 | 277018.3639 | 273231.8516 | 255700.8466 | 230532.9688 | 220319.0938 | 232896.4201 | 275616.164 | 263167.54 | 302561.7396 | 274844.5104 | 266481.1233 | 267861.1653 | 285036.8688 | 281140.458 | 263102.0238 | 237205.67 | 226696.1578 | 239637.5306 | 283593.7835 | 261447.43 | 311319.2899 | 282799.7946 | 274194.332 | 275614.3189 | 293287.1675 | 288089.6734 | 269605.3661 | 243068.9075 | 232299.6218 | 245560.8788 | 290603.6401 | 267909.8742 | 319014.4642 | 289790.0254 | 280971.8534 | 282426.9395 | 300536.6247 | 295202.8153 | 276262.1172 | 249070.4543 | 238035.2671 | 251623.9541 | 297778.8537 | 274524.7623 | 326891.1615 | 296945.1503 | 287909.2513 | 289400.2644 | 307957.0908 | 302483.4651 | 283075.6284 | 255213.3318 | 243905.9814 | 257829.8091 | 305123.0368 | 291341.69 | 334953.3477 | 304268.7716 | 295010.0183 | 296537.8046 | 315552.302 | 309935.2713 | 290049.3145 | 261500.6186 | 249914.7069 | 264181.5539 | 312639.8699 | 288225.2548 | 343205.0629 | 311764.5596 | 302277.713 | 303843.137 | 323326.0644 | 317561.9507 | 297186.6536 | 267935.4506 | 256064.4405 | 270682.3565 | 320333.1024 | 295317.7087 | 351650.4231 | 319436.2529 | 309715.9604 | 311319.9053 | 331282.2555 | 323645.7692 | 312976.1284 | 273068.5297 | 269669.0993 | 275868.0606 | 326470.0102 | 300975.3743 | 358387.3049 | 325555.979 | 315649.4662 | 317284.1393 | 337628.9261 | 329808.8109 | 318935.993 | 278268.4517 | 274804.2875 | 281121.2928 | 332686.8327 | 317660.5251 | 365211.9142 | 331755.3961 | 321660.2379 | 323326.0394 | 344058.2429 | 336050.354 | 324971.7709 | 283534.6074 | 280004.8848 | 286441.4377 | 338982.8416 | 312511.056 | 372123.4515 | 338033.7778 | 327747.5715 | 329444.8978 | 350569.4526 | 342369.5618 | 331082.6531 | 288866.2907 | 285270.194 | 291827.7822 | 345357.1929 | 318387.6226 | 379120.9904 | 344390.2825 | 333910.6508 | 335639.8942 | 357161.6826 | 348765.4767 | 337267.7137 | 294262.694 | 290599.4174 | 297279.51 | 351808.9207 | 324335.5232 | 386203.4704 | 350823.9471 | 340148.5421 | 341910.09 | 363833.9338 | 355237.0138 | 343525.9035 | 299722.9017 | 295991.651 | 302795.6964 | 358336.9306 | 342152.0972 | 393369.6904 | 357333.6804 | 346460.1872 | 348254.4217 | 370585.0746 | 361782.9543 | 349856.0437 | 305245.8855 | 301445.8792 | 308375.3025 | 364939.9932 | 336441.1665 | 400618.3004 | 363918.256 | 352844.3974 | 354671.6942 | 377413.8332 | 368401.9379 | 356256.8191 | 310830.4978 | 306960.9686 | 314017.1688 | 371616.7362 | 342596.5105 | 407947.7943 | 370576.306 | 359299.8461 | 361160.574 | 384318.7909 | 375092.4559 | 362726.7705 | 316475.4654 | 312535.6621 | 319720.0094 | 378365.6379 | 348818.3782 | 415356.5014 | 377306.3124 | 365825.0617 | 367719.5822 | 391298.3735 | 381852.8431 | 369264.2879 | 322179.3837 | 318168.5722 | 325482.4049 | 385185.0186 | 367787.5504 | 422842.5778 | 384106.6006 | 372418.4203 | 374347.0863 | 398350.8442 | 389683.466 | 377713.1229 | 330315.5267 | 326958.5289
Costos | [7 empty] | #REF! |  | 0 | 0 | 0 | 0 | 0 | 0 | 0 | 0 | 0 | 0 | 0 | 0 | 0 | 0 | 0 | 0 | 0 | 0 | 0 | 25000 | 25000 | 225750 | 25750 | 25750 | 231750 | 25750 | 25750 | 231750 | 25750 | 25750 | 231750 | 25750 | 25750 | 232522.5 | 26522.5 | 26522.5 | 232522.5 | 26522.5 | 26522.5 | 232522.5 | 26522.5 | 26522.5 | 232522.5 | 26522.5 | 26522.5 | 233318.175 | 27318.175 | 27318.175 | 233318.175 | 27318.175 | 27318.175 | 233318.175 | 27318.175 | 27318.175 | 233318.175 | 27318.175 | 27318.175 | 234137.7203 | 28137.7202 | 28137.7202 | 234137.7203 | 28137.7202 | 89905.3064 | 295905.3064 | 89905.3064 | 89905.3064 | 295905.3064 | 89905.3064 | 89905.3064 | 298602.4656 | 92602.4656 | 92602.4656 | 298602.4656 | 92602.4656 | 92602.4656 | 298602.4656 | 92602.4656 | 92602.4656 | 298602.4656 | 92602.4656 | 92602.4656 | 301380.5396 | 95380.5396 | 95380.5396 | 301380.5396 | 95380.5396 | 95380.5396 | 301380.5396 | 95380.5396 | 95380.5396 | 301380.5396 | 95380.5396 | 95380.5396 | 304241.9558 | 98241.9558 | 98241.9558 | 304241.9558 | 98241.9558 | 98241.9558 | 304241.9558 | 98241.9558 | 98241.9558 | 304241.9558 | 98241.9558 | 98241.9558 | 307189.2145 | 101189.2145 | 101189.2145 | 307189.2145 | 101189.2145 | 101189.2145 | 307189.2145 | 101189.2145 | 101189.2145 | 307189.2145 | 101189.2145 | 101189.2145 | 310224.8909 | 104224.8909 | 104224.8909 | 310224.8909 | 104224.8909 | 104224.8909 | 310224.8909 | 104224.8909 | 104224.8909 | 310224.8909 | 104224.8909 | 104224.8909 | 313351.6376 | 107351.6376 | 107351.6376 | 313351.6376 | 107351.6376 | 107351.6376 | 313351.6376 | 107351.6376 | 107351.6376 | 313351.6376 | 107351.6376 | 107351.6376 | 316572.1867 | 110572.1867 | 110572.1867 | 316572.1867 | 110572.1867 | 110572.1867 | 316572.1867 | 110572.1867 | 110572.1867 | 316572.1867 | 110572.1867 | 110572.1867 | 319889.3523 | 113889.3523 | 113889.3523 | 319889.3523 | 113889.3523 | 113889.3523 | 319889.3523 | 113889.3523 | 113889.3523 | 319889.3523 | 113889.3523 | 113889.3523 | 323306.0329 | 117306.0329 | 117306.0329 | 323306.0329 | 117306.0329 | 117306.0329 | 323306.0329 | 117306.0329 | 117306.0329 | 323306.0329 | 117306.0329 | 117306.0329 | 326825.2139 | 120825.2139 | 120825.2139 | 326825.2139 | 120825.2139 | 120825.2139 | 326825.2139 | 120825.2139 | 120825.2139 | 326825.2139 | 120825.2139 | 120825.2139 | 330449.9703 | 124449.9703 | 124449.9703 | 330449.9703 | 124449.9703 | 124449.9703 | 330449.9703 | 124449.9703 | 124449.9703 | 330449.9703 | 124449.9703 | 124449.9703 | 334183.4694 | 128183.4694 | 128183.4694 | 334183.4694 | 128183.4694 | 128183.4694 | 334183.4694 | 128183.4694 | 128183.4694 | 334183.4694 | 128183.4694 | 128183.4694 | 338028.9735 | 132028.9735 | 132028.9735 | 338028.9735 | 132028.9735 | 132028.9735 | 338028.9735 | 132028.9735 | 132028.9735 | 338028.9735 | 132028.9735 | 132028.9735 | 341989.8427 | 135989.8427 | 135989.8427 | 341989.8427 | 135989.8427 | 135989.8427 | 341989.8427 | 137266.6675 | 138581.797 | 344581.797 | 138581.797 | 138581.797
Cuota Banco
Flujo de caja neto | 0 | 0 | 0 | 0 | 0 | 0 | 0 | #REF! | 0 | 278021.6346 | 252552.4878 | 244867.4363 | 246135.5461 | 261918.1668 | 258074.9863 | 241516.4707 | 217744.719 | 208097.4337 | 219977.0636 | 260327.0348 | 239997.6239 | 285777.8708 | 259598.1868 | 251698.738 | 253002.2256 | 269225.1492 | 265545.4391 | 248507.607 | 199047.7384 | 189121.1948 | 594.7024 | 242112.6773 | 221194.7944 | 62300.2343 | 241362.7314 | 233234.6186 | 28575.838 | 251268.3639 | 247481.8516 | 23950.8466 | 204782.9688 | 194569.0938 | 373.9201 | 249093.664 | 236645.04 | 70039.2396 | 248322.0104 | 239958.6233 | 35338.6653 | 258514.3688 | 254617.958 | 30579.5238 | 210683.17 | 200173.6578 | 6319.3556 | 256275.6085 | 234129.255 | 78001.1149 | 255481.6196 | 246876.157 | 42296.1439 | 265968.9925 | 260771.4984 | 36287.1911 | 215750.7325 | 204981.4468 | 11423.1585 | 262465.9198 | 239772.1539 | 84876.7439 | 261652.3052 | 191066.547 | -13478.3669 | 210631.3182 | 205297.5089 | -19643.1893 | 159165.1479 | 148129.9606 | -46978.5115 | 205176.3881 | 181922.2967 | 28288.6959 | 204342.6847 | 195306.7857 | -9202.2012 | 215354.6252 | 209880.9995 | -15526.8372 | 162610.8662 | 151303.5158 | -43550.7305 | 209742.4972 | 195961.1504 | 33572.8081 | 208888.232 | 199629.4787 | -4842.735 | 220171.7624 | 214554.7317 | -11331.2251 | 166120.079 | 154534.1673 | -40060.4019 | 214397.9142 | 189983.299 | 38963.1072 | 213522.6038 | 204035.7572 | -398.8188 | 225084.1086 | 219319.995 | -7055.3021 | 169693.4948 | 157822.4847 | -36506.8579 | 219143.8879 | 194128.4943 | 44461.2087 | 218247.0385 | 208526.746 | 4130.6908 | 230093.0411 | 222456.5547 | 5786.914 | 171879.3153 | 168479.8849 | -34356.8303 | 222245.1193 | 196750.4834 | 48162.414 | 221331.0881 | 211424.5753 | 7059.2484 | 233404.0352 | 225583.92 | 8711.1021 | 174043.5608 | 170579.3966 | -32230.3448 | 225335.1951 | 210308.8875 | 51860.2766 | 224403.7585 | 214308.6003 | 9974.4018 | 236706.6053 | 228698.7164 | 11620.1333 | 176182.9697 | 172653.2472 | -30130.749 | 228410.6549 | 201938.8693 | 55551.2648 | 227461.591 | 217175.3847 | 12872.711 | 239997.2659 | 231797.375 | 14510.4664 | 178294.104 | 174698.0073 | -28061.5702 | 231467.8405 | 204498.2703 | 59231.638 | 230500.9302 | 220021.2985 | 15750.5419 | 243272.3302 | 234876.1243 | 17378.3613 | 180373.3416 | 176710.0651 | -26026.523 | 234502.8877 | 207029.4903 | 62897.4375 | 233517.9142 | 222842.5092 | 18604.0571 | 246527.9009 | 237930.9809 | 20219.8706 | 182416.8688 | 178685.6181 | -24029.5175 | 237511.7167 | 221326.8833 | 66544.4765 | 236508.4665 | 225634.9733 | 21429.2078 | 249759.8607 | 240957.7404 | 23030.8298 | 184420.6716 | 180620.6653 | -22074.6678 | 240490.0229 | 211991.1961 | 70168.3301 | 239468.2857 | 228394.4271 | 24221.7239 | 252963.8629 | 243951.9676 | 25806.8488 | 186380.5275 | 182510.9983 | -20166.3006 | 243433.2668 | 214413.0411 | 73764.3249 | 242392.8365 | 231116.3766 | 26977.1046 | 256135.3214 | 246908.9864 | 28543.3011 | 188291.996 | 184352.1926 | -18308.9641 | 246336.6644 | 216789.4047 | 77327.5278 | 245277.3389 | 233796.0882 | 29690.6087 | 259269.4 | 249823.8696 | 31235.3144 | 190150.4102 | 186139.5987 | -16507.4378 | 249195.1758 | 231797.7077 | 80852.7351 | 248116.7579 | 236428.5776 | 32357.2436 | 261084.1767 | 251101.6689 | 33131.3258 | 191733.7296 | 188376.7318
Flujo de caja acumulado | 0 | 0 | 0 | 0 | 0 | 0 | 0 | #REF! | #REF! | #REF! | #REF! | #REF! | #REF! | #REF! | #REF! | #REF! | #REF! | #REF! | #REF! | #REF! | #REF! | #REF! | #REF! | #REF! | #REF! | #REF! | #REF! | #REF! | #REF! | #REF! | #REF! | #REF! | #REF! | #REF! | #REF! | #REF! | #REF! | #REF! | #REF! | #REF! | #REF! | #REF! | #REF! | #REF! | #REF! | #REF! | #REF! | #REF! | #REF! | #REF! | #REF! | #REF! | #REF! | #REF! | #REF! | #REF! | #REF! | #REF! | #REF! | #REF! | #REF! | #REF! | #REF! | #REF! | #REF! | #REF! | #REF! | #REF! | #REF! | #REF! | #REF! | #REF! | #REF! | #REF! | #REF! | #REF! | #REF! | #REF! | #REF! | #REF! | #REF! | #REF! | #REF! | #REF! | #REF! | #REF! | #REF! | #REF! | #REF! | #REF! | #REF! | #REF! | #REF! | #REF! | #REF! | #REF! | #REF! | #REF! | #REF! | #REF! | #REF! | #REF! | #REF! | #REF! | #REF! | #REF! | #REF! | #REF! | #REF! | #REF! | #REF! | #REF! | #REF! | #REF! | #REF! | #REF! | #REF! | #REF! | #REF! | #REF! | #REF! | #REF! | #REF! | #REF! | #REF! | #REF! | #REF! | #REF! | #REF! | #REF! | #REF! | #REF! | #REF! | #REF! | #REF! | #REF! | #REF! | #REF! | #REF! | #REF! | #REF! | #REF! | #REF! | #REF! | #REF! | #REF! | #REF! | #REF! | #REF! | #REF! | #REF! | #REF! | #REF! | #REF! | #REF! | #REF! | #REF! | #REF! | #REF! | #REF! | #REF! | #REF! | #REF! | #REF! | #REF! | #REF! | #REF! | #REF! | #REF! | #REF! | #REF! | #REF! | #REF! | #REF! | #REF! | #REF! | #REF! | #REF! | #REF! | #REF! | #REF! | #REF! | #REF! | #REF! | #REF! | #REF! | #REF! | #REF! | #REF! | #REF! | #REF! | #REF! | #REF! | #REF! | #REF! | #REF! | #REF! | #REF! | #REF! | #REF! | #REF! | #REF! | #REF! | #REF! | #REF! | #REF! | #REF! | #REF! | #REF! | #REF! | #REF! | #REF! | #REF! | #REF! | #REF! | #REF! | #REF! | #REF! | #REF! | #REF! | #REF! | #REF! | #REF! | #REF! | #REF! | #REF! | #REF! | #REF! | #REF! | #REF! | #REF! | #REF! | #REF! | #REF! | #REF! | #REF! | #REF! | #REF! | #REF! | #REF! | #REF! | #REF! | #REF! | #REF! | #REF! | #REF!
|  | 2024 | 2025 | 2026 | 2027 | 2028 | 2029 | 2030 | 2031 | 2032 | 2033 | 2034 | 2035 | 2036 | 2037 | 2038 | 2039 | 2040 | 2041 | 2042 | 2043 | 2044
| Ingreso | 0 | 2208928.8812 | 2991825.8719 | 3078428.7212 | 3176609.8409 | 3254957.2158 | 3335384.9541 | 3417708.8951 | 3512016.6913 | 3588211.7111 | 3689097.4915 | 3759636.8038 | 3842042.0982 | 3903443.1862 | 3976691.3998 | 4050821.4074 | 4137618.5413 | 4201673.1668 | 4278364.0807 | 4355874.9435 | 4455191.1474
| Costo | 0 | #REF! | 50000 | 1127000 | 1142270 | 1151818.1 | 1594025.7462 | 1935229.5875 | 1968566.4751 | 2002903.4693 | 2038270.5734 | 2074698.6906 | 2112219.6513 | 2150866.2409 | 2190672.2281 | 2231672.3949 | 2273902.5668 | 2317399.6438 | 2362201.6331 | 2408347.6821 | 2467522.7547
| Flujo caja neto | 0 | #REF! | 2941825.8719 | 1951428.7212 | 2034339.8409 | 2103139.1158 | 1741359.2078 | 1482479.3077 | 1543450.2163 | 1585308.2417 | 1650826.9181 | 1684938.1132 | 1729822.4469 | 1752576.9453 | 1786019.1717 | 1819149.0124 | 1863715.9745 | 1884273.523 | 1916162.4476 | 1947527.2614 | 1987668.3927
| Flujo acumulado | 0 | #REF! | #REF! | #REF! | #REF! | #REF! | #REF! | #REF! | #REF! | #REF! | #REF! | #REF! | #REF! | #REF! | #REF! | #REF! | #REF! | #REF! | #REF! | #REF! | #REF!
|  |  | 184077.4068 | 249318.8227 | 256535.7268 | 264717.4867 | 271246.4347 | 277948.7462 | 284809.0746 | 292668.0576 | 299017.6426 | 307424.791 |  |  | 2025 | 2026
| 5 años | 2024: 10 Años; 2025: 20 años; 2036: Ingreso promedio mensual; 2037: 0.22089; 2038: 0.24932
VPN | #REF! | 2024: #REF!; 2025: #REF!; 2036: Costo promedio mensual; 2037: #REF!; 2038: 0.0041667
TIR | #VALUE! | 2024: #VALUE!; 2025: #VALUE!; 2036: Flujo de caja libre; 2037: #REF!; 2038: 0.24515
Ingresos corrientes | 14710750.531 | 2024: 32253170.2741; 2025: 73214527.0492
Costos Corrientes | #REF! | 2024: #REF!; 2025: #REF!
Utilidad operativa | #REF! | 2024: #REF!; 2025: #REF!
Retorno inversión | 0 | 2024: 0; 2025: 0
Inversión | #REF! | 2024: #REF!; 2025: #REF!
Margen Operacional | #REF! | 2024: #REF!; 2025: #REF!
Tarifa Base | 0
|  | PPA | EPC | Esperado | 25%
Energia Producida |  | 2024: 119375.0679
Tarifa |  | 2024: 0; 2026: #REF!
One Time |  | 2024: 0; 2026: 0
Ingreso |  | 2024: 0; 2025: #REF!; 2026: #REF!
Costos |  | 2024: #REF!; 2025: #REF!; 2026: #REF!
Banco |  | 2024: #REF!
Mantenimiento |  | 2024: 6300000
Reposición |  | 2024: #REF!
Operación |  | 2024: #REF!
Utilidad |  | 2024: #REF!; 2025: #REF!; 2026: #REF!
Capex |  | 2024: #REF!; 2025: #REF!
|  | #REF! | #REF!
| MCOP | 2024 | 2025 | 2026 | 2027 | 2028 | 2029 | 2030 | 2031 | 2032 | 2033 | 2034 | 2035 | 2036 | 2037 | 2038 | 2039 | 2040 | 2041 | 2042 | 2043 | 2044
| Ingreso | 0 | 2.2089 | 2.9918 | 3.0784 | 3.1766 | 3.255 | 3.3354 | 3.4177 | 3.512 | 3.5882 | 3.6891 | 3.7596 | 3.842 | 3.9034 | 3.9767 | 4.0508 | 4.1376 | 4.2017 | 4.2784 | 4.3559 | 4.4552
| Costo | 0 | #REF! | 0.05 | 1.127 | 1.1423 | 1.1518 | 1.594 | 1.9352 | 1.9686 | 2.0029 | 2.0383 | 2.0747 | 2.1122 | 2.1509 | 2.1907 | 2.2317 | 2.2739 | 2.3174 | 2.3622 | 2.4083 | 2.4675
| Flujo de caja libre | 0 | #REF! | 2.9418 | 1.9514 | 2.0343 | 2.1031 | 1.7414 | 1.4825 | 1.5435 | 1.5853 | 1.6508 | 1.6849 | 1.7298 | 1.7526 | 1.786 | 1.8191 | 1.8637 | 1.8843 | 1.9162 | 1.9475 | 1.9877
| Flujo de caja acumulado |  | #REF! | #REF! | #REF! | #REF! | #REF! | #REF! | #REF! | #REF! | #REF! | #REF! | #REF! | #REF! | #REF! | #REF! | #REF! | #REF! | #REF! | #REF! | #REF! | #REF!
|  |  | Ene | Feb | Mar | Abr | May | Jun | Jul | Ago | Sep | Oct | Nov | Dic | Ene | Feb
|  | Ingreso | 0 | 0 | 0 | 0.27802 | 0.25255 | 0.24487 | 0.24614 | 0.26192 | 0.25807 | 0.24152 | 0.21774 | 0.2081 | 0.21998 | 0.26033
|  | Costo | 0 | #REF! | 0 | 0 | 0 | 0 | 0 | 0 | 0 | 0 | 0 | 0 | 0 | 0
|  | Flujo de caja libre | 0 | #REF! | 0 | 0.27802 | 0.25255 | 0.24487 | 0.24614 | 0.26192 | 0.25807 | 0.24152 | 0.21774 | 0.2081 | 0.21998 | 0.26033
| Estructura Costos | 2025
| Capital | 0.82357
| Intereses y seguros | 0
| Operación y Mtto | 0
#NAME?
#NAME?
#NAME?
#NAME?
#NAME?
#NAME?
#NAME?
#NAME?
#NAME?
#NAME?
#NAME?
#NAME?
#NAME?
#NAME?
#NAME?
#NAME?
#NAME?
#NAME?
#NAME?
#NAME?
#NAME?
#NAME?
#NAME?
#NAME?
#NAME?
#NAME?

## Anál inv CP
PPA
| 2024 | 2024 | 2024 | 2024 | 2024 | 2024 | 2025 | 2025 | 2025 | 2025 | 2025 | 2025 | 2025 | 2025 | 2025 | 2025 | 2025 | 2025 | 2026 | 2026 | 2026 | 2026 | 2026 | 2026 | 2026 | 2026 | 2026 | 2026 | 2026 | 2026 | 2027 | 2027 | 2027 | 2027 | 2027 | 2027 | 2027 | 2027 | 2027 | 2027 | 2027 | 2027 | 2028 | 2028 | 2028 | 2028 | 2028 | 2028 | 2028 | 2028 | 2028 | 2028 | 2028 | 2028 | 2029 | 2029 | 2029 | 2029 | 2029 | 2029 | 2029 | 2029 | 2029 | 2029 | 2029 | 2029 | 2030 | 2030 | 2030 | 2030 | 2030 | 2030 | 2030 | 2030 | 2030 | 2030 | 2030 | 2030 | 2031 | 2031 | 2031 | 2031 | 2031 | 2031 | 2031 | 2031 | 2031 | 2031 | 2031 | 2031 | 2032 | 2032 | 2032 | 2032 | 2032 | 2032 | 2032 | 2032 | 2032 | 2032 | 2032 | 2032 | 2033 | 2033 | 2033 | 2033 | 2033 | 2033 | 2033 | 2033 | 2033 | 2033 | 2033 | 2033 | 2034 | 2034 | 2034 | 2034 | 2034 | 2034 | 2034 | 2034 | 2034 | 2034 | 2034 | 2034 | 2035 | 2035 | 2035 | 2035 | 2035 | 2035 | 2035 | 2035 | 2035 | 2035 | 2035 | 2035 | 2036 | 2036 | 2036 | 2036 | 2036 | 2036 | 2036 | 2036 | 2036 | 2036 | 2036 | 2036 | 2037 | 2037 | 2037 | 2037 | 2037 | 2037 | 2037 | 2037 | 2037 | 2037 | 2037 | 2037 | 2038 | 2038 | 2038 | 2038 | 2038 | 2038 | 2038 | 2038 | 2038 | 2038 | 2038 | 2038 | 2039 | 2039 | 2039 | 2039 | 2039 | 2039 | 2039 | 2039 | 2039 | 2039 | 2039 | 2039 | 2040 | 2040 | 2040 | 2040 | 2040 | 2040 | 2040 | 2040 | 2040 | 2040 | 2040 | 2040 | 2041 | 2041 | 2041 | 2041 | 2041 | 2041 | 2041 | 2041 | 2041 | 2041 | 2041 | 2041 | 2042 | 2042 | 2042 | 2042 | 2042 | 2042 | 2042 | 2042 | 2042 | 2042 | 2042 | 2042 | 2043 | 2043 | 2043 | 2043 | 2043 | 2043 | 2043 | 2043 | 2043 | 2043 | 2043 | 2043 | 2044 | 2044 | 2044 | 2044 | 2044 | 2044 | 2044 | 2044 | 2044 | 2044 | 2044 | 2044
 | time axis 2024-07-01 to 2044-12-01
Energía Producida | 0 | [7 empty] | 2360.8296 | 2144.5576 | 2079.2997 | 2090.0679 | 2224.0865 | 2191.452 | 2050.8449 | 1848.9863 | 1767.066 | 1867.9423 | 2146.1897 | 1978.5898 | 2356.0116 | 2140.1809 | 2075.0562 | 2085.8025 | 2219.5476 | 2189.2113 | 2048.7479 | 1847.0957 | 1765.2592 | 1866.0323 | 2143.9952 | 1976.5667 | 2353.6026 | 2137.9926 | 2072.9345 | 2083.6697 | 2217.2781 | 2186.9705 | 2046.6509 | 1845.2051 | 1763.4524 | 1864.1224 | 2141.8008 | 2045.0631 | 2351.1936 | 2135.8043 | 2070.8128 | 2081.537 | 2215.0086 | 2184.7298 | 2044.5539 | 1843.3145 | 1761.6456 | 1862.2124 | 2139.6063 | 1972.5205 | 2348.7846 | 2133.6159 | 2068.691 | 2079.4043 | 2212.7392 | 2173.5261 | 2034.069 | 1833.8616 | 1752.6115 | 1852.6626 | 2128.634 | 1962.4051 | 2336.7395 | 2122.6743 | 2058.0824 | 2068.7407 | 2201.3918 | 2162.3223 | 2023.5842 | 1824.4088 | 1743.5774 | 1843.1128 | 2117.6616 | 1952.2896 | 2324.6945 | 2111.7327 | 2047.4737 | 2058.0771 | 2190.0444 | 2151.1186 | 2013.0993 | 1814.9559 | 1734.5434 | 1833.563 | 2106.6893 | 2011.5374 | 2312.6495 | 2100.7911 | 2036.865 | 2047.4135 | 2178.697 | 2139.9148 | 2002.6144 | 1805.503 | 1725.5093 | 1824.0132 | 2095.7169 | 1932.0586 | 2300.6044 | 2089.8495 | 2026.2563 | 2036.7498 | 2167.3496 | 2128.7111 | 1992.1295 | 1796.0501 | 1716.4752 | 1814.4634 | 2084.7446 | 1921.9431 | 2288.5594 | 2078.9078 | 2015.6477 | 2026.0862 | 2156.0023 | 2106.3036 | 2036.865 | 1777.1443 | 1755.0206 | 1795.3638 | 2062.7999 | 1901.7121 | 2264.4693 | 2057.0246 | 1994.4303 | 2004.759 | 2133.3075 | 2083.8961 | 2015.1962 | 1758.2385 | 1736.3502 | 1776.2642 | 2040.8552 | 1948.6769 | 2240.3792 | 2035.1414 | 1973.213 | 1983.4318 | 2110.6127 | 2061.4886 | 1993.5275 | 1739.3327 | 1717.6797 | 1757.1645 | 2018.9106 | 1861.2502 | 2216.2891 | 2013.2581 | 1951.9956 | 1962.1046 | 2087.918 | 2039.0811 | 1971.8587 | 1720.4269 | 1699.0093 | 1738.0649 | 1996.9659 | 1841.0192 | 2192.199 | 1991.3749 | 1930.7783 | 1940.7773 | 2065.2232 | 2016.6737 | 1950.1899 | 1701.5211 | 1680.3389 | 1718.9653 | 1975.0212 | 1820.7882 | 2168.1089 | 1969.4916 | 1909.561 | 1919.4501 | 2042.5284 | 1994.2662 | 1928.5211 | 1682.6153 | 1661.6684 | 1699.8657 | 1953.0765 | 1864.8628 | 2144.0188 | 1947.6084 | 1888.3436 | 1898.1229 | 2019.8337 | 1971.8587 | 1906.8524 | 1663.7095 | 1642.998 | 1680.7661 | 1931.1318 | 1780.3262 | 2119.9287 | 1925.7252 | 1867.1263 | 1876.7957 | 1997.1389 | 1949.4512 | 1885.1836 | 1644.8037 | 1624.3276 | 1661.6665 | 1909.1872 | 1760.0953 | 2095.8386 | 1903.8419 | 1845.9089 | 1855.4684 | 1974.4442 | 1927.0437 | 1863.5148 | 1625.898 | 1605.6572 | 1642.5669 | 1887.2425 | 1739.8643 | 2071.7485 | 1881.9587 | 1824.6916 | 1834.1412 | 1951.7494 | 1904.6362 | 1841.846 | 1606.9922 | 1586.9867 | 1623.4672 | 1865.2978 | 1781.0488 | 2047.6584 | 1860.0754 | 1803.4742 | 1812.814 | 1929.0546 | 1887.082 | 1829.1144 | 1599.5867 | 1583.3301 | 1623.4672
Tarifa Paneles | 0 | [6 empty] | 117.7644 | 117.7644 | 117.7644 | 117.7644 | 117.7644 | 117.7644 | 117.7644 | 117.7644 | 117.7644 | 117.7644 | 117.7644 | 121.2973 | 121.2973 | 121.2973 | 121.2973 | 121.2973 | 121.2973 | 121.2973 | 121.2973 | 121.2973 | 121.2973 | 121.2973 | 121.2973 | 124.9362 | 124.9362 | 124.9362 | 124.9362 | 124.9362 | 124.9362 | 124.9362 | 124.9362 | 124.9362 | 124.9362 | 124.9362 | 124.9362 | 128.6843 | 128.6843 | 128.6843 | 128.6843 | 128.6843 | 128.6843 | 128.6843 | 128.6843 | 128.6843 | 128.6843 | 128.6843 | 128.6843 | 132.5448 | 132.5448 | 132.5448 | 132.5448 | 132.5448 | 132.5448 | 132.5448 | 132.5448 | 132.5448 | 132.5448 | 132.5448 | 132.5448 | 136.5212 | 136.5212 | 136.5212 | 136.5212 | 136.5212 | 136.5212 | 136.5212 | 136.5212 | 136.5212 | 136.5212 | 136.5212 | 136.5212 | 140.6168 | 140.6168 | 140.6168 | 140.6168 | 140.6168 | 140.6168 | 140.6168 | 140.6168 | 140.6168 | 140.6168 | 140.6168 | 140.6168 | 144.8353 | 144.8353 | 144.8353 | 144.8353 | 144.8353 | 144.8353 | 144.8353 | 144.8353 | 144.8353 | 144.8353 | 144.8353 | 144.8353 | 149.1804 | 149.1804 | 149.1804 | 149.1804 | 149.1804 | 149.1804 | 149.1804 | 149.1804 | 149.1804 | 149.1804 | 149.1804 | 149.1804 | 153.6558 | 153.6558 | 153.6558 | 153.6558 | 153.6558 | 153.6558 | 153.6558 | 153.6558 | 153.6558 | 153.6558 | 153.6558 | 153.6558 | 158.2655 | 158.2655 | 158.2655 | 158.2655 | 158.2655 | 158.2655 | 158.2655 | 158.2655 | 158.2655 | 158.2655 | 158.2655 | 158.2655 | 163.0134 | 163.0134 | 163.0134 | 163.0134 | 163.0134 | 163.0134 | 163.0134 | 163.0134 | 163.0134 | 163.0134 | 163.0134 | 163.0134 | 167.9038 | 167.9038 | 167.9038 | 167.9038 | 167.9038 | 167.9038 | 167.9038 | 167.9038 | 167.9038 | 167.9038 | 167.9038 | 167.9038 | 172.941 | 172.941 | 172.941 | 172.941 | 172.941 | 172.941 | 172.941 | 172.941 | 172.941 | 172.941 | 172.941 | 172.941 | 178.1292 | 178.1292 | 178.1292 | 178.1292 | 178.1292 | 178.1292 | 178.1292 | 178.1292 | 178.1292 | 178.1292 | 178.1292 | 178.1292 | 183.4731 | 183.4731 | 183.4731 | 183.4731 | 183.4731 | 183.4731 | 183.4731 | 183.4731 | 183.4731 | 183.4731 | 183.4731 | 183.4731 | 188.9773 | 188.9773 | 188.9773 | 188.9773 | 188.9773 | 188.9773 | 188.9773 | 188.9773 | 188.9773 | 188.9773 | 188.9773 | 188.9773 | 194.6466 | 194.6466 | 194.6466 | 194.6466 | 194.6466 | 194.6466 | 194.6466 | 194.6466 | 194.6466 | 194.6466 | 194.6466 | 194.6466 | 200.486 | 200.486 | 200.486 | 200.486 | 200.486 | 200.486 | 200.486 | 200.486 | 200.486 | 200.486 | 200.486 | 200.486 | 206.5005 | 206.5005 | 206.5005 | 206.5005 | 206.5005 | 206.5005 | 206.5005 | 206.5005 | 206.5005 | 206.5005 | 206.5005 | 206.5005
Ingreso | 0 | 0 | 0 | 0 | 0 | 0 | 0 | 0 | 0 | 278021.6346 | 252552.4878 | 244867.4363 | 246135.5461 | 261918.1668 | 258074.9863 | 241516.4707 | 217744.719 | 208097.4337 | 219977.0636 | 260327.0348 | 239997.6239 | 285777.8708 | 259598.1868 | 251698.738 | 253002.2256 | 269225.1492 | 265545.4391 | 248507.607 | 224047.7384 | 214121.1948 | 226344.7024 | 267862.6773 | 246944.7944 | 294050.2343 | 267112.7314 | 258984.6186 | 260325.838 | 277018.3639 | 273231.8516 | 255700.8466 | 230532.9688 | 220319.0938 | 232896.4201 | 275616.164 | 263167.54 | 302561.7396 | 274844.5104 | 266481.1233 | 267861.1653 | 285036.8688 | 281140.458 | 263102.0238 | 237205.67 | 226696.1578 | 239637.5306 | 283593.7835 | 261447.43 | 311319.2899 | 282799.7946 | 274194.332 | 275614.3189 | 293287.1675 | 288089.6734 | 269605.3661 | 243068.9075 | 232299.6218 | 245560.8788 | 290603.6401 | 267909.8742 | 319014.4642 | 289790.0254 | 280971.8534 | 282426.9395 | 300536.6247 | 295202.8153 | 276262.1172 | 249070.4543 | 238035.2671 | 251623.9541 | 297778.8537 | 274524.7623 | 326891.1615 | 296945.1503 | 287909.2513 | 289400.2644 | 307957.0908 | 302483.4651 | 283075.6284 | 255213.3318 | 243905.9814 | 257829.8091 | 305123.0368 | 291341.69 | 334953.3477 | 304268.7716 | 295010.0183 | 296537.8046 | 315552.302 | 309935.2713 | 290049.3145 | 261500.6186 | 249914.7069 | 264181.5539 | 312639.8699 | 288225.2548 | 343205.0629 | 311764.5596 | 302277.713 | 303843.137 | 323326.0644 | 317561.9507 | 297186.6536 | 267935.4506 | 256064.4405 | 270682.3565 | 320333.1024 | 295317.7087 | 351650.4231 | 319436.2529 | 309715.9604 | 311319.9053 | 331282.2555 | 323645.7692 | 312976.1284 | 273068.5297 | 269669.0993 | 275868.0606 | 326470.0102 | 300975.3743 | 358387.3049 | 325555.979 | 315649.4662 | 317284.1393 | 337628.9261 | 329808.8109 | 318935.993 | 278268.4517 | 274804.2875 | 281121.2928 | 332686.8327 | 317660.5251 | 365211.9142 | 331755.3961 | 321660.2379 | 323326.0394 | 344058.2429 | 336050.354 | 324971.7709 | 283534.6074 | 280004.8848 | 286441.4377 | 338982.8416 | 312511.056 | 372123.4515 | 338033.7778 | 327747.5715 | 329444.8978 | 350569.4526 | 342369.5618 | 331082.6531 | 288866.2907 | 285270.194 | 291827.7822 | 345357.1929 | 318387.6226 | 379120.9904 | 344390.2825 | 333910.6508 | 335639.8942 | 357161.6826 | 348765.4767 | 337267.7137 | 294262.694 | 290599.4174 | 297279.51 | 351808.9207 | 324335.5232 | 386203.4704 | 350823.9471 | 340148.5421 | 341910.09 | 363833.9338 | 355237.0138 | 343525.9035 | 299722.9017 | 295991.651 | 302795.6964 | 358336.9306 | 342152.0972 | 393369.6904 | 357333.6804 | 346460.1872 | 348254.4217 | 370585.0746 | 361782.9543 | 349856.0437 | 305245.8855 | 301445.8792 | 308375.3025 | 364939.9932 | 336441.1665 | 400618.3004 | 363918.256 | 352844.3974 | 354671.6942 | 377413.8332 | 368401.9379 | 356256.8191 | 310830.4978 | 306960.9686 | 314017.1688 | 371616.7362 | 342596.5105 | 407947.7943 | 370576.306 | 359299.8461 | 361160.574 | 384318.7909 | 375092.4559 | 362726.7705 | 316475.4654 | 312535.6621 | 319720.0094 | 378365.6379 | 348818.3782 | 415356.5014 | 377306.3124 | 365825.0617 | 367719.5822 | 391298.3735 | 381852.8431 | 369264.2879 | 322179.3837 | 318168.5722 | 325482.4049 | 385185.0186 | 367787.5504 | 422842.5778 | 384106.6006 | 372418.4203 | 374347.0863 | 398350.8442 | 389683.466 | 377713.1229 | 330315.5267 | 326958.5289
Costos | [8 empty] | 0 | 0 | 0 | 0 | 0 | 0 | 0 | 0 | 0 | 0 | 0 | 0 | 0 | 0 | 0 | 0 | 0 | 0 | 0 | 0 | 1532151.3898 | 1531653.3936 | 1731895.0225 | 1531376.0603 | 1530846.2864 | 1736305.4756 | 1529753.3978 | 1529189.8185 | 1734614.4979 | 1528027.1914 | 1527427.6494 | 1732815.617 | 1526190.8338 | 1525553.0344 | 1731674.4475 | 1525009.7962 | 1524331.2981 | 1729638.6646 | 1522931.6012 | 1522209.8073 | 1727472.9761 | 1520720.7942 | 1519952.9418 | 1725169.0925 | 1518368.9131 | 1517552.0632 | 1723513.8706 | 1516662.6308 | 1515793.6568 | 1720906.5792 | 1514001.0208 | 1513076.5966 | 1718132.9136 | 1511169.5705 | 1510186.1577 | 1715182.2572 | 1508157.4421 | 1507111.2767 | 1712862.8614 | 1505772.6517 | 1504659.7293 | 1709523.621 | 1502363.8438 | 1562947.4908 | 1767738.8861 | 1560505.1022 | 1559245.6145 | 1763959.8874 | 1556647.3744 | 1555307.5173 | 1762636.9057 | 1555240.6398 | 1553815.2849 | 1758360.2352 | 1550874.8719 | 1549358.5635 | 1753810.6654 | 1546230.5194 | 1544617.4537 | 1748970.7825 | 92602.4656 | 92602.4656 | 301380.5396 | 95380.5396 | 95380.5396 | 301380.5396 | 95380.5396 | 95380.5396 | 301380.5396 | 95380.5396 | 95380.5396 | 301380.5396 | 95380.5396 | 95380.5396 | 304241.9558 | 98241.9558 | 98241.9558 | 304241.9558 | 98241.9558 | 98241.9558 | 304241.9558 | 98241.9558 | 98241.9558 | 304241.9558 | 98241.9558 | 98241.9558 | 307189.2145 | 101189.2145 | 101189.2145 | 307189.2145 | 101189.2145 | 101189.2145 | 307189.2145 | 101189.2145 | 101189.2145 | 307189.2145 | 101189.2145 | 101189.2145 | 310224.8909 | 104224.8909 | 104224.8909 | 310224.8909 | 104224.8909 | 104224.8909 | 310224.8909 | 104224.8909 | 104224.8909 | 310224.8909 | 104224.8909 | 104224.8909 | 313351.6376 | 107351.6376 | 107351.6376 | 313351.6376 | 107351.6376 | 107351.6376 | 313351.6376 | 107351.6376 | 107351.6376 | 313351.6376 | 107351.6376 | 107351.6376 | 316572.1867 | 110572.1867 | 110572.1867 | 316572.1867 | 110572.1867 | 110572.1867 | 316572.1867 | 110572.1867 | 110572.1867 | 316572.1867 | 110572.1867 | 110572.1867 | 319889.3523 | 113889.3523 | 113889.3523 | 319889.3523 | 113889.3523 | 113889.3523 | 319889.3523 | 113889.3523 | 113889.3523 | 319889.3523 | 113889.3523 | 113889.3523 | 323306.0329 | 117306.0329 | 117306.0329 | 323306.0329 | 117306.0329 | 117306.0329 | 323306.0329 | 117306.0329 | 117306.0329 | 323306.0329 | 117306.0329 | 117306.0329 | 326825.2139 | 120825.2139 | 120825.2139 | 326825.2139 | 120825.2139 | 120825.2139 | 326825.2139 | 120825.2139 | 120825.2139 | 326825.2139 | 120825.2139 | 120825.2139 | 330449.9703 | 124449.9703 | 124449.9703 | 330449.9703 | 124449.9703 | 124449.9703 | 330449.9703 | 124449.9703 | 124449.9703 | 330449.9703 | 124449.9703 | 124449.9703 | 334183.4694 | 128183.4694 | 128183.4694 | 334183.4694 | 128183.4694 | 128183.4694 | 334183.4694 | 128183.4694 | 128183.4694 | 334183.4694 | 128183.4694 | 128183.4694 | 338028.9735 | 132028.9735 | 132028.9735 | 338028.9735 | 132028.9735 | 132028.9735 | 338028.9735 | 132028.9735 | 132028.9735 | 338028.9735 | 132028.9735 | 132028.9735 | 341989.8427 | 135989.8427 | 135989.8427 | 341989.8427 | 135989.8427 | 135989.8427 | 341989.8427 | 137266.6675 | 138581.797 | 344581.797 | 138581.797 | 138581.797
Cuota Banco | 2025-03-01: 1507151.3898; 2025-04-01: 1506653.3936; 2025-05-01: 1506145.0225; 2025-06-01: 1505626.0603; 2025-07-01: 1505096.2864; 2025-08-01: 1504555.4756; 2025-09-01: 1504003.3978; 2025-10-01: 1503439.8185; 2025-11-01: 1502864.4979; 2025-12-01: 1502277.1914; 2026-01-01: 1501677.6494; 2026-02-01: 1501065.617; 2026-03-01: 1500440.8338; 2026-04-01: 1499803.0344; 2026-05-01: 1499151.9475; 2026-06-01: 1498487.2962; 2026-07-01: 1497808.7981; 2026-08-01: 1497116.1646; 2026-09-01: 1496409.1012; 2026-10-01: 1495687.3073; 2026-11-01: 1494950.4761; 2026-12-01: 1494198.2942; 2027-01-01: 1493430.4418; 2027-02-01: 1492646.5925; 2027-03-01: 1491846.4131; 2027-04-01: 1491029.5632; 2027-05-01: 1490195.6956; 2027-06-01: 1489344.4558; 2027-07-01: 1488475.4818; 2027-08-01: 1487588.4042; 2027-09-01: 1486682.8458; 2027-10-01: 1485758.4216; 2027-11-01: 1484814.7386; 2027-12-01: 1483851.3955; 2028-01-01: 1482867.9827; 2028-02-01: 1481864.0822; 2028-03-01: 1480839.2671; 2028-04-01: 1479793.1017; 2028-05-01: 1478725.1412; 2028-06-01: 1477634.9315; 2028-07-01: 1476522.0091; 2028-08-01: 1475385.9008; 2028-09-01: 1474226.1236; 2028-10-01: 1473042.1843; 2028-11-01: 1471833.5797; 2028-12-01: 1470599.7958; 2029-01-01: 1469340.308; 2029-02-01: 1468054.581; 2029-03-01: 1466742.0679; 2029-04-01: 1465402.2109; 2029-05-01: 1464034.4401; 2029-06-01: 1462638.1741; 2029-07-01: 1461212.8193; 2029-08-01: 1459757.7695; 2029-09-01: 1458272.4063; 2029-10-01: 1456756.0979; 2029-11-01: 1455208.1998; 2029-12-01: 1453628.0538; 2030-01-01: 1452014.9881; 2030-02-01: 1450368.3169; 2030-03-01: 0; 2030-04-01: 0; 2030-05-01: 0; 2030-06-01: 0; 2030-07-01: 0; 2030-08-01: 0; 2030-09-01: 0; 2030-10-01: 0; 2030-11-01: 0; 2030-12-01: 0; 2031-01-01: 0; 2031-02-01: 0; 2031-03-01: 0
Flujo de caja neto | 0 | 0 | 0 | 0 | 0 | 0 | 0 | 0 | 0 | 278021.6346 | 252552.4878 | 244867.4363 | 246135.5461 | 261918.1668 | 258074.9863 | 241516.4707 | 217744.719 | 208097.4337 | 219977.0636 | 260327.0348 | 239997.6239 | 285777.8708 | 259598.1868 | 251698.738 | 253002.2256 | 269225.1492 | 265545.4391 | 248507.607 | -1308103.6514 | -1317532.1988 | -1505550.3201 | -1263513.383 | -1283901.492 | -1442255.2412 | -1262640.6664 | -1270205.1998 | -1474288.6598 | -1251008.8276 | -1254195.7978 | -1477114.7704 | -1295657.8651 | -1305233.9406 | -1498778.0274 | -1249393.6322 | -1261163.758 | -1427076.925 | -1248087.0908 | -1255728.684 | -1459611.8108 | -1235683.9254 | -1238812.4838 | -1462067.0688 | -1281163.2431 | -1290855.9054 | -1483876.34 | -1233068.8473 | -1254346.2268 | -1409587.2893 | -1231201.2262 | -1238882.2646 | -1442518.5947 | -1217882.403 | -1222096.4843 | -1445576.8911 | -1265088.5346 | -1274811.655 | -1467301.9827 | -1215169.0116 | -1236749.8552 | -1390509.1569 | -1212573.8184 | -1281975.6373 | -1485311.9466 | -1259968.4775 | -1264042.7991 | -1487697.7703 | -1307576.9201 | -1317272.2502 | -1511012.9517 | -1257461.7861 | -1279290.5226 | -1431469.0737 | -1253929.7216 | -1261449.3123 | -1464410.401 | -1238273.4286 | -1242133.9887 | -1465895.1541 | 162610.8662 | 151303.5158 | -43550.7305 | 209742.4972 | 195961.1504 | 33572.8081 | 208888.232 | 199629.4787 | -4842.735 | 220171.7624 | 214554.7317 | -11331.2251 | 166120.079 | 154534.1673 | -40060.4019 | 214397.9142 | 189983.299 | 38963.1072 | 213522.6038 | 204035.7572 | -398.8188 | 225084.1086 | 219319.995 | -7055.3021 | 169693.4948 | 157822.4847 | -36506.8579 | 219143.8879 | 194128.4943 | 44461.2087 | 218247.0385 | 208526.746 | 4130.6908 | 230093.0411 | 222456.5547 | 5786.914 | 171879.3153 | 168479.8849 | -34356.8303 | 222245.1193 | 196750.4834 | 48162.414 | 221331.0881 | 211424.5753 | 7059.2484 | 233404.0352 | 225583.92 | 8711.1021 | 174043.5608 | 170579.3966 | -32230.3448 | 225335.1951 | 210308.8875 | 51860.2766 | 224403.7585 | 214308.6003 | 9974.4018 | 236706.6053 | 228698.7164 | 11620.1333 | 176182.9697 | 172653.2472 | -30130.749 | 228410.6549 | 201938.8693 | 55551.2648 | 227461.591 | 217175.3847 | 12872.711 | 239997.2659 | 231797.375 | 14510.4664 | 178294.104 | 174698.0073 | -28061.5702 | 231467.8405 | 204498.2703 | 59231.638 | 230500.9302 | 220021.2985 | 15750.5419 | 243272.3302 | 234876.1243 | 17378.3613 | 180373.3416 | 176710.0651 | -26026.523 | 234502.8877 | 207029.4903 | 62897.4375 | 233517.9142 | 222842.5092 | 18604.0571 | 246527.9009 | 237930.9809 | 20219.8706 | 182416.8688 | 178685.6181 | -24029.5175 | 237511.7167 | 221326.8833 | 66544.4765 | 236508.4665 | 225634.9733 | 21429.2078 | 249759.8607 | 240957.7404 | 23030.8298 | 184420.6716 | 180620.6653 | -22074.6678 | 240490.0229 | 211991.1961 | 70168.3301 | 239468.2857 | 228394.4271 | 24221.7239 | 252963.8629 | 243951.9676 | 25806.8488 | 186380.5275 | 182510.9983 | -20166.3006 | 243433.2668 | 214413.0411 | 73764.3249 | 242392.8365 | 231116.3766 | 26977.1046 | 256135.3214 | 246908.9864 | 28543.3011 | 188291.996 | 184352.1926 | -18308.9641 | 246336.6644 | 216789.4047 | 77327.5278 | 245277.3389 | 233796.0882 | 29690.6087 | 259269.4 | 249823.8696 | 31235.3144 | 190150.4102 | 186139.5987 | -16507.4378 | 249195.1758 | 231797.7077 | 80852.7351 | 248116.7579 | 236428.5776 | 32357.2436 | 261084.1767 | 251101.6689 | 33131.3258 | 191733.7296 | 188376.7318
Flujo de caja acumulado | 0 | 0 | 0 | 0 | 0 | 0 | 0 | 0 | 0 | 278021.6346 | 530574.1224 | 775441.5586 | 1021577.1048 | 1283495.2716 | 1541570.2579 | 1783086.7286 | 2000831.4476 | 2208928.8812 | 2428905.9449 | 2689232.9797 | 2929230.6036 | 3215008.4744 | 3474606.6612 | 3726305.3992 | 3979307.6248 | 4248532.7739 | 4514078.213 | 4762585.82 | 3454482.1686 | 2136949.9698 | 631399.6497 | -632113.7333 | -1916015.2253 | -3358270.4665 | -4620911.1329 | -5891116.3327 | -7365404.9926 | -8616413.8201 | -9870609.6179 | -11347724.3883 | -12643382.2534 | -13948616.194 | -15447394.2214 | -16696787.8536 | -17957951.6117 | -19385028.5367 | -20633115.6275 | -21888844.3115 | -23348456.1223 | -24584140.0477 | -25822952.5315 | -27285019.6003 | -28566182.8434 | -29857038.7488 | -31340915.0889 | -32573983.9362 | -33828330.163 | -35237917.4522 | -36469118.6784 | -37708000.943 | -39150519.5377 | -40368401.9407 | -41590498.425 | -43036075.3161 | -44301163.8507 | -45575975.5057 | -47043277.4883 | -48258446.5 | -49495196.3551 | -50885705.512 | -52098279.3304 | -53380254.9677 | -54865566.9143 | -56125535.3919 | -57389578.191 | -58877275.9612 | -60184852.8813 | -61502125.1316 | -63013138.0832 | -64270599.8693 | -65549890.3919 | -66981359.4656 | -68235289.1872 | -69496738.4994 | -70961148.9004 | -72199422.329 | -73441556.3177 | -74907451.4717 | -74744840.6055 | -74593537.0897 | -74637087.8202 | -74427345.323 | -74231384.1726 | -74197811.3645 | -73988923.1325 | -73789293.6538 | -73794136.3888 | -73573964.6264 | -73359409.8947 | -73370741.1198 | -73204621.0408 | -73050086.8735 | -73090147.2754 | -72875749.3612 | -72685766.0622 | -72646802.955 | -72433280.3512 | -72229244.594 | -72229643.4127 | -72004559.3041 | -71785239.3091 | -71792294.6113 | -71622601.1165 | -71464778.6317 | -71501285.4897 | -71282141.6018 | -71088013.1075 | -71043551.8988 | -70825304.8603 | -70616778.1144 | -70612647.4235 | -70382554.3825 | -70160097.8277 | -70154310.9138 | -69982431.5985 | -69813951.7136 | -69848308.5439 | -69626063.4246 | -69429312.9412 | -69381150.5271 | -69159819.439 | -68948394.8637 | -68941335.6153 | -68707931.5801 | -68482347.66 | -68473636.5579 | -68299592.9971 | -68129013.6005 | -68161243.9453 | -67935908.7501 | -67725599.8626 | -67673739.586 | -67449335.8275 | -67235027.2272 | -67225052.8255 | -66988346.2202 | -66759647.5038 | -66748027.3705 | -66571844.4007 | -66399191.1536 | -66429321.9026 | -66200911.2477 | -65998972.3784 | -65943421.1136 | -65715959.5226 | -65498784.1379 | -65485911.4269 | -65245914.161 | -65014116.7859 | -64999606.3195 | -64821312.2155 | -64646614.2083 | -64674675.7785 | -64443207.9379 | -64238709.6677 | -64179478.0296 | -63948977.0995 | -63728955.801 | -63713205.2592 | -63469932.9289 | -63235056.8046 | -63217678.4433 | -63037305.1017 | -62860595.0366 | -62886621.5595 | -62652118.6718 | -62445089.1815 | -62382191.744 | -62148673.8298 | -61925831.3206 | -61907227.2635 | -61660699.3626 | -61422768.3817 | -61402548.5111 | -61220131.6423 | -61041446.0242 | -61065475.5416 | -60827963.8249 | -60606636.9416 | -60540092.4651 | -60303583.9987 | -60077949.0253 | -60056519.8175 | -59806759.9569 | -59565802.2164 | -59542771.3866 | -59358350.715 | -59177730.0496 | -59199804.7174 | -58959314.6946 | -58747323.4985 | -58677155.1684 | -58437686.8827 | -58209292.4555 | -58185070.7317 | -57932106.8688 | -57688154.9012 | -57662348.0524 | -57475967.525 | -57293456.5267 | -57313622.8273 | -57070189.5604 | -56855776.5193 | -56782012.1945 | -56539619.358 | -56308502.9813 | -56281525.8767 | -56025390.5553 | -55778481.5688 | -55749938.2677 | -55561646.2717 | -55377294.0791 | -55395603.0432 | -55149266.3789 | -54932476.9742 | -54855149.4464 | -54609872.1074 | -54376076.0193 | -54346385.4106 | -54087116.0106 | -53837292.141 | -53806056.8266 | -53615906.4164 | -53429766.8177 | -53446274.2555 | -53197079.0797 | -52965281.372 | -52884428.6369 | -52636311.879 | -52399883.3013 | -52367526.0578 | -52106441.8811 | -51855340.2122 | -51822208.8864 | -51630475.1568 | -51442098.4249
|  | 2024 | 2025 | 2026 | 2027 | 2028 | 2029 | 2030 | 2031 | 2032 | 2033 | 2034 | 2035 | 2036 | 2037 | 2038 | 2039 | 2040 | 2041 | 2042 | 2043 | 2044
| Ingreso | 0 | 2208928.8812 | 2991825.8719 | 3078428.7212 | 3176609.8409 | 3254957.2158 | 3335384.9541 | 3417708.8951 | 3512016.6913 | 3588211.7111 | 3689097.4915 | 3759636.8038 | 3842042.0982 | 3903443.1862 | 3976691.3998 | 4050821.4074 | 4137618.5413 | 4201673.1668 | 4278364.0807 | 4355874.9435 | 4455191.1474
| Costo | 0 | 0 | 3063804.7834 | 19163994.885 | 19085032.3957 | 18973893.9727 | 19261534.5799 | 16509120.8533 | 1968566.4751 | 2002903.4693 | 2038270.5734 | 2074698.6906 | 2112219.6513 | 2150866.2409 | 2190672.2281 | 2231672.3949 | 2273902.5668 | 2317399.6438 | 2362201.6331 | 2408347.6821 | 2467522.7547
| Flujo caja neto | 0 | 2208928.8812 | -71978.9114 | -16085566.1638 | -15908422.5548 | -15718936.7569 | -15926149.6259 | -13091411.9582 | 1543450.2163 | 1585308.2417 | 1650826.9181 | 1684938.1132 | 1729822.4469 | 1752576.9453 | 1786019.1717 | 1819149.0124 | 1863715.9745 | 1884273.523 | 1916162.4476 | 1947527.2614 | 1987668.3927
| Flujo acumulado | 0 | 2208928.8812 | 2136949.9698 | -13948616.194 | -29857038.7488 | -45575975.5057 | -61502125.1316 | -74593537.0897 | -73050086.8735 | -71464778.6317 | -69813951.7136 | -68129013.6005 | -66399191.1536 | -64646614.2083 | -62860595.0366 | -61041446.0242 | -59177730.0496 | -57293456.5267 | -55377294.0791 | -53429766.8177 | -51442098.4249
|  |  | 184077.4068 | 249318.8227 | 256535.7268 | 264717.4867 | 271246.4347 | 277948.7462 | 284809.0746 | 292668.0576 | 299017.6426 | 307424.791 |  |  | 2025 | 2026
| 5 años | 2024: 10 Años; 2025: 20 años; 2036: Ingreso promedio mensual; 2037: 0.22089; 2038: 0.24932
VPN | -28563948.4798 | 2024: -40827947.6616; 2025: -37540314.3791; 2036: Costo promedio mensual; 2037: 0; 2038: 0.25532
TIR | 221.2% | 2024: 224.7%; 2025: 224.7%; 2036: Flujo de caja libre; 2037: 0.22089; 2038: -0.0059982
Ingresos corrientes | 14710750.531 | 2024: 32253170.2741; 2025: 73214527.0492
Costos Corrientes | 60286726.0367 | 2024: 102067121.9878; 2025: 124656625.4741
Utilidad operativa | -45575975.5057 | 2024: -69813951.7136; 2025: -51442098.4249
Retorno inversión | 17.9167 | 2024: 17.9167; 2025: 17.9167
Inversión | #REF! | 2024: #REF!; 2025: #REF!
Margen Operacional | #REF! | 2024: #REF!; 2025: #REF!
Tarifa Base | 0
|  | PPA | EPC | Esperado | 25%
Energia Producida |  | 2024: 119375.0679
Tarifa |  | 2024: 0; 2026: #REF!
One Time |  | 2024: 0; 2026: 0
Ingreso |  | 2024: 0; 2025: #REF!; 2026: #REF!
Costos |  | 2024: #REF!; 2025: #REF!; 2026: #REF!
Banco |  | 2024: #REF!
Mantenimiento |  | 2024: 6300000
Reposición |  | 2024: #REF!
Operación |  | 2024: #REF!
Utilidad |  | 2024: #REF!; 2025: #REF!; 2026: #REF!
Capex |  | 2024: #REF!; 2025: #REF!
|  | #REF! | #REF!
| MCOP | 2024 | 2025 | 2026 | 2027 | 2028 | 2029 | 2030 | 2031 | 2032 | 2033 | 2034 | 2035 | 2036 | 2037 | 2038 | 2039 | 2040 | 2041 | 2042 | 2043 | 2044
| Ingreso | 0 | 2.2089 | 2.9918 | 3.0784 | 3.1766 | 3.255 | 3.3354 | 3.4177 | 3.512 | 3.5882 | 3.6891 | 3.7596 | 3.842 | 3.9034 | 3.9767 | 4.0508 | 4.1376 | 4.2017 | 4.2784 | 4.3559 | 4.4552
| Costo | 0 | 0 | 3.0638 | 19.164 | 19.085 | 18.9739 | 19.2615 | 16.5091 | 1.9686 | 2.0029 | 2.0383 | 2.0747 | 2.1122 | 2.1509 | 2.1907 | 2.2317 | 2.2739 | 2.3174 | 2.3622 | 2.4083 | 2.4675
| Flujo de caja libre | 0 | 2.2089 | -0.071979 | -16.0856 | -15.9084 | -15.7189 | -15.9261 | -13.0914 | 1.5435 | 1.5853 | 1.6508 | 1.6849 | 1.7298 | 1.7526 | 1.786 | 1.8191 | 1.8637 | 1.8843 | 1.9162 | 1.9475 | 1.9877
| Flujo de caja acumulado |  | 2.2089 | 2.1369 | -13.9486 | -29.857 | -45.576 | -61.5021 | -74.5935 | -73.0501 | -71.4648 | -69.814 | -68.129 | -66.3992 | -64.6466 | -62.8606 | -61.0414 | -59.1777 | -57.2935 | -55.3773 | -53.4298 | -51.4421
|  |  | Ene | Feb | Mar | Abr | May | Jun | Jul | Ago | Sep | Oct | Nov | Dic | Ene | Feb
|  | Ingreso | 0 | 0 | 0 | 0.27802 | 0.25255 | 0.24487 | 0.24614 | 0.26192 | 0.25807 | 0.24152 | 0.21774 | 0.2081 | 0.21998 | 0.26033
|  | Costo | 0 | 0 | 0 | 0 | 0 | 0 | 0 | 0 | 0 | 0 | 0 | 0 | 0 | 0
|  | Flujo de caja libre | 0 | 0 | 0 | 0.27802 | 0.25255 | 0.24487 | 0.24614 | 0.26192 | 0.25807 | 0.24152 | 0.21774 | 0.2081 | 0.21998 | 0.26033
| Estructura Costos | 2025
| Capital | 0
| Intereses y seguros | 0
| Operación y Mtto | 0
#NAME?
#NAME?
#NAME?
#NAME?
#NAME?
#NAME?
#NAME?
#NAME?
#NAME?
#NAME?
#NAME?
#NAME?
#NAME?
#NAME?
#NAME?
#NAME?
#NAME?
#NAME?
#NAME?
#NAME?
#NAME?
#NAME?
#NAME?
#NAME?
#NAME?
#NAME?

## Análisis ESP CP (hidden)
PPA
| 2024 | 2024 | 2024 | 2024 | 2024 | 2024 | 2025 | 2025 | 2025 | 2025 | 2025 | 2025 | 2025 | 2025 | 2025 | 2025 | 2025 | 2025 | 2026 | 2026 | 2026 | 2026 | 2026 | 2026 | 2026 | 2026 | 2026 | 2026 | 2026 | 2026 | 2027 | 2027 | 2027 | 2027 | 2027 | 2027 | 2027 | 2027 | 2027 | 2027 | 2027 | 2027 | 2028 | 2028 | 2028 | 2028 | 2028 | 2028 | 2028 | 2028 | 2028 | 2028 | 2028 | 2028 | 2029 | 2029 | 2029 | 2029 | 2029 | 2029 | 2029 | 2029 | 2029 | 2029 | 2029 | 2029 | 2030 | 2030 | 2030 | 2030 | 2030 | 2030 | 2030 | 2030 | 2030 | 2030 | 2030 | 2030 | 2031 | 2031 | 2031 | 2031 | 2031 | 2031 | 2031 | 2031 | 2031 | 2031 | 2031 | 2031 | 2032 | 2032 | 2032 | 2032 | 2032 | 2032 | 2032 | 2032 | 2032 | 2032 | 2032 | 2032 | 2033 | 2033 | 2033 | 2033 | 2033 | 2033 | 2033 | 2033 | 2033 | 2033 | 2033 | 2033 | 2034 | 2034 | 2034 | 2034 | 2034 | 2034 | 2034 | 2034 | 2034 | 2034 | 2034 | 2034 | 2035 | 2035 | 2035 | 2035 | 2035 | 2035 | 2035 | 2035 | 2035 | 2035 | 2035 | 2035 | 2036 | 2036 | 2036 | 2036 | 2036 | 2036 | 2036 | 2036 | 2036 | 2036 | 2036 | 2036 | 2037 | 2037 | 2037 | 2037 | 2037 | 2037 | 2037 | 2037 | 2037 | 2037 | 2037 | 2037 | 2038 | 2038 | 2038 | 2038 | 2038 | 2038 | 2038 | 2038 | 2038 | 2038 | 2038 | 2038 | 2039 | 2039 | 2039 | 2039 | 2039 | 2039 | 2039 | 2039 | 2039 | 2039 | 2039 | 2039 | 2040 | 2040 | 2040 | 2040 | 2040 | 2040 | 2040 | 2040 | 2040 | 2040 | 2040 | 2040 | 2041 | 2041 | 2041 | 2041 | 2041 | 2041 | 2041 | 2041 | 2041 | 2041 | 2041 | 2041 | 2042 | 2042 | 2042 | 2042 | 2042 | 2042 | 2042 | 2042 | 2042 | 2042 | 2042 | 2042 | 2043 | 2043 | 2043 | 2043 | 2043 | 2043 | 2043 | 2043 | 2043 | 2043 | 2043 | 2043 | 2044 | 2044 | 2044 | 2044 | 2044 | 2044 | 2044
 | time axis 2024-07-01 to 2044-07-01
Energía Producida | 0 | 2195.9335 | 2055.0388 | 1852.7674 | 1770.6797 | 1871.7622 | 2150.5786 | 1982.636 | 2360.8296 | 2144.5576 | 2079.2997 | 2090.0679 | 2224.0865 | 2191.452 | 2050.8449 | 1848.9863 | 1767.066 | 1867.9423 | 2146.1897 | 1978.5898 | 2356.0116 | 2140.1809 | 2075.0562 | 2085.8025 | 2219.5476 | 2189.2113 | 2048.7479 | 1847.0957 | 1765.2592 | 1866.0323 | 2143.9952 | 1976.5667 | 2353.6026 | 2137.9926 | 2072.9345 | 2083.6697 | 2217.2781 | 2186.9705 | 2046.6509 | 1845.2051 | 1763.4524 | 1864.1224 | 2141.8008 | 2045.0631 | 2351.1936 | 2135.8043 | 2070.8128 | 2081.537 | 2215.0086 | 2184.7298 | 2044.5539 | 1843.3145 | 1761.6456 | 1862.2124 | 2139.6063 | 1972.5205 | 2348.7846 | 2133.6159 | 2068.691 | 2079.4043 | 2212.7392 | 2173.5261 | 2034.069 | 1833.8616 | 1752.6115 | 1852.6626 | 2128.634 | 1962.4051 | 2336.7395 | 2122.6743 | 2058.0824 | 2068.7407 | 2201.3918 | 2162.3223 | 2023.5842 | 1824.4088 | 1743.5774 | 1843.1128 | 2117.6616 | 1952.2896 | 2324.6945 | 2111.7327 | 2047.4737 | 2058.0771 | 2190.0444 | 2151.1186 | 2013.0993 | 1814.9559 | 1734.5434 | 1833.563 | 2106.6893 | 2011.5374 | 2312.6495 | 2100.7911 | 2036.865 | 2047.4135 | 2178.697 | 2139.9148 | 2002.6144 | 1805.503 | 1725.5093 | 1824.0132 | 2095.7169 | 1932.0586 | 2300.6044 | 2089.8495 | 2026.2563 | 2036.7498 | 2167.3496 | 2128.7111 | 1992.1295 | 1796.0501 | 1716.4752 | 1814.4634 | 2084.7446 | 1921.9431 | 2288.5594 | 2078.9078 | 2015.6477 | 2026.0862 | 2156.0023 | 2106.3036 | 2036.865 | 1777.1443 | 1755.0206 | 1795.3638 | 2062.7999 | 1901.7121 | 2264.4693 | 2057.0246 | 1994.4303 | 2004.759 | 2133.3075 | 2083.8961 | 2015.1962 | 1758.2385 | 1736.3502 | 1776.2642 | 2040.8552 | 1948.6769 | 2240.3792 | 2035.1414 | 1973.213 | 1983.4318 | 2110.6127 | 2061.4886 | 1993.5275 | 1739.3327 | 1717.6797 | 1757.1645 | 2018.9106 | 1861.2502 | 2216.2891 | 2013.2581 | 1951.9956 | 1962.1046 | 2087.918 | 2039.0811 | 1971.8587 | 1720.4269 | 1699.0093 | 1738.0649 | 1996.9659 | 1841.0192 | 2192.199 | 1991.3749 | 1930.7783 | 1940.7773 | 2065.2232 | 2016.6737 | 1950.1899 | 1701.5211 | 1680.3389 | 1718.9653 | 1975.0212 | 1820.7882 | 2168.1089 | 1969.4916 | 1909.561 | 1919.4501 | 2042.5284 | 1994.2662 | 1928.5211 | 1682.6153 | 1661.6684 | 1699.8657 | 1953.0765 | 1864.8628 | 2144.0188 | 1947.6084 | 1888.3436 | 1898.1229 | 2019.8337 | 1971.8587 | 1906.8524 | 1663.7095 | 1642.998 | 1680.7661 | 1931.1318 | 1780.3262 | 2119.9287 | 1925.7252 | 1867.1263 | 1876.7957 | 1997.1389 | 1949.4512 | 1885.1836 | 1644.8037 | 1624.3276 | 1661.6665 | 1909.1872 | 1760.0953 | 2095.8386 | 1903.8419 | 1845.9089 | 1855.4684 | 1974.4442 | 1927.0437 | 1863.5148 | 1625.898 | 1605.6572 | 1642.5669 | 1887.2425 | 1739.8643 | 2071.7485 | 1881.9587 | 1824.6916 | 1834.1412 | 1951.7494 | 1904.6362 | 1841.846 | 1606.9922 | 1586.9867 | 1623.4672 | 1865.2978 | 1781.0488 | 2047.6584 | 1860.0754 | 1803.4742 | 1812.814 | 1929.0546
Tarifa Paneles | 0 | 0 | 0 | 0 | 0 | 0 | 0 | 117.7644 | 117.7644 | 117.7644 | 117.7644 | 117.7644 | 117.7644 | 117.7644 | 117.7644 | 117.7644 | 117.7644 | 117.7644 | 121.2973 | 121.2973 | 121.2973 | 121.2973 | 121.2973 | 121.2973 | 121.2973 | 121.2973 | 121.2973 | 121.2973 | 121.2973 | 121.2973 | 124.9362 | 124.9362 | 124.9362 | 124.9362 | 124.9362 | 124.9362 | 124.9362 | 124.9362 | 124.9362 | 124.9362 | 124.9362 | 124.9362 | 128.6843 | 128.6843 | 128.6843 | 128.6843 | 128.6843 | 128.6843 | 128.6843 | 128.6843 | 128.6843 | 128.6843 | 128.6843 | 128.6843 | 132.5448 | 132.5448 | 132.5448 | 132.5448 | 132.5448 | 132.5448 | 132.5448 | 132.5448 | 132.5448 | 132.5448 | 132.5448 | 132.5448 | 136.5212 | 136.5212 | 136.5212 | 136.5212 | 136.5212 | 136.5212 | 136.5212 | 136.5212 | 136.5212 | 136.5212 | 136.5212 | 136.5212 | 140.6168 | 140.6168 | 140.6168 | 140.6168 | 140.6168 | 140.6168 | 140.6168 | 140.6168 | 140.6168 | 140.6168 | 140.6168 | 140.6168 | 144.8353 | 144.8353 | 144.8353 | 144.8353 | 144.8353 | 144.8353 | 144.8353 | 144.8353 | 144.8353 | 144.8353 | 144.8353 | 144.8353 | 149.1804 | 149.1804 | 149.1804 | 149.1804 | 149.1804 | 149.1804 | 149.1804 | 149.1804 | 149.1804 | 149.1804 | 149.1804 | 149.1804 | 153.6558 | 153.6558 | 153.6558 | 153.6558 | 153.6558 | 153.6558 | 153.6558 | 153.6558 | 153.6558 | 153.6558 | 153.6558 | 153.6558 | 158.2655 | 158.2655 | 158.2655 | 158.2655 | 158.2655 | 158.2655 | 158.2655 | 158.2655 | 158.2655 | 158.2655 | 158.2655 | 158.2655 | 163.0134 | 163.0134 | 163.0134 | 163.0134 | 163.0134 | 163.0134 | 163.0134 | 163.0134 | 163.0134 | 163.0134 | 163.0134 | 163.0134 | 167.9038 | 167.9038 | 167.9038 | 167.9038 | 167.9038 | 167.9038 | 167.9038 | 167.9038 | 167.9038 | 167.9038 | 167.9038 | 167.9038 | 172.941 | 172.941 | 172.941 | 172.941 | 172.941 | 172.941 | 172.941 | 172.941 | 172.941 | 172.941 | 172.941 | 172.941 | 178.1292 | 178.1292 | 178.1292 | 178.1292 | 178.1292 | 178.1292 | 178.1292 | 178.1292 | 178.1292 | 178.1292 | 178.1292 | 178.1292 | 183.4731 | 183.4731 | 183.4731 | 183.4731 | 183.4731 | 183.4731 | 183.4731 | 183.4731 | 183.4731 | 183.4731 | 183.4731 | 183.4731 | 188.9773 | 188.9773 | 188.9773 | 188.9773 | 188.9773 | 188.9773 | 188.9773 | 188.9773 | 188.9773 | 188.9773 | 188.9773 | 188.9773 | 194.6466 | 194.6466 | 194.6466 | 194.6466 | 194.6466 | 194.6466 | 194.6466 | 194.6466 | 194.6466 | 194.6466 | 194.6466 | 194.6466 | 200.486 | 200.486 | 200.486 | 200.486 | 200.486 | 200.486 | 200.486 | 200.486 | 200.486 | 200.486 | 200.486 | 200.486 | 206.5005 | 206.5005 | 206.5005 | 206.5005 | 206.5005 | 206.5005 | 206.5005
Ingreso | 0 | 0 | 0 | 0 | 0 | 0 | 0 | 0 | 233483.8996 | 278021.6346 | 252552.4878 | 244867.4363 | 246135.5461 | 261918.1668 | 258074.9863 | 241516.4707 | 217744.719 | 208097.4337 | 219977.0636 | 260327.0348 | 239997.6239 | 285777.8708 | 259598.1868 | 251698.738 | 253002.2256 | 269225.1492 | 265545.4391 | 248507.607 | 224047.7384 | 214121.1948 | 226344.7024 | 267862.6773 | 246944.7944 | 294050.2343 | 267112.7314 | 258984.6186 | 260325.838 | 277018.3639 | 273231.8516 | 255700.8466 | 230532.9688 | 220319.0938 | 232896.4201 | 275616.164 | 263167.54 | 302561.7396 | 274844.5104 | 266481.1233 | 267861.1653 | 285036.8688 | 281140.458 | 263102.0238 | 237205.67 | 226696.1578 | 239637.5306 | 283593.7835 | 261447.43 | 311319.2899 | 282799.7946 | 274194.332 | 275614.3189 | 293287.1675 | 288089.6734 | 269605.3661 | 243068.9075 | 232299.6218 | 245560.8788 | 290603.6401 | 267909.8742 | 319014.4642 | 289790.0254 | 280971.8534 | 282426.9395 | 300536.6247 | 295202.8153 | 276262.1172 | 249070.4543 | 238035.2671 | 251623.9541 | 297778.8537 | 274524.7623 | 326891.1615 | 296945.1503 | 287909.2513 | 289400.2644 | 307957.0908 | 302483.4651 | 283075.6284 | 255213.3318 | 243905.9814 | 257829.8091 | 305123.0368 | 291341.69 | 334953.3477 | 304268.7716 | 295010.0183 | 296537.8046 | 315552.302 | 309935.2713 | 290049.3145 | 261500.6186 | 249914.7069 | 264181.5539 | 312639.8699 | 288225.2548 | 343205.0629 | 311764.5596 | 302277.713 | 303843.137 | 323326.0644 | 317561.9507 | 297186.6536 | 267935.4506 | 256064.4405 | 270682.3565 | 320333.1024 | 295317.7087 | 351650.4231 | 319436.2529 | 309715.9604 | 311319.9053 | 331282.2555 | 323645.7692 | 312976.1284 | 273068.5297 | 269669.0993 | 275868.0606 | 326470.0102 | 300975.3743 | 358387.3049 | 325555.979 | 315649.4662 | 317284.1393 | 337628.9261 | 329808.8109 | 318935.993 | 278268.4517 | 274804.2875 | 281121.2928 | 332686.8327 | 317660.5251 | 365211.9142 | 331755.3961 | 321660.2379 | 323326.0394 | 344058.2429 | 336050.354 | 324971.7709 | 283534.6074 | 280004.8848 | 286441.4377 | 338982.8416 | 312511.056 | 372123.4515 | 338033.7778 | 327747.5715 | 329444.8978 | 350569.4526 | 342369.5618 | 331082.6531 | 288866.2907 | 285270.194 | 291827.7822 | 345357.1929 | 318387.6226 | 379120.9904 | 344390.2825 | 333910.6508 | 335639.8942 | 357161.6826 | 348765.4767 | 337267.7137 | 294262.694 | 290599.4174 | 297279.51 | 351808.9207 | 324335.5232 | 386203.4704 | 350823.9471 | 340148.5421 | 341910.09 | 363833.9338 | 355237.0138 | 343525.9035 | 299722.9017 | 295991.651 | 302795.6964 | 358336.9306 | 342152.0972 | 393369.6904 | 357333.6804 | 346460.1872 | 348254.4217 | 370585.0746 | 361782.9543 | 349856.0437 | 305245.8855 | 301445.8792 | 308375.3025 | 364939.9932 | 336441.1665 | 400618.3004 | 363918.256 | 352844.3974 | 354671.6942 | 377413.8332 | 368401.9379 | 356256.8191 | 310830.4978 | 306960.9686 | 314017.1688 | 371616.7362 | 342596.5105 | 407947.7943 | 370576.306 | 359299.8461 | 361160.574 | 384318.7909 | 375092.4559 | 362726.7705 | 316475.4654 | 312535.6621 | 319720.0094 | 378365.6379 | 348818.3782 | 415356.5014 | 377306.3124 | 365825.0617 | 367719.5822 | 391298.3735 | 381852.8431 | 369264.2879 | 322179.3837 | 318168.5722 | 325482.4049 | 385185.0186 | 367787.5504 | 422842.5778 | 384106.6006 | 372418.4203 | 374347.0863
Costos | #REF! | #REF! | #REF! | #REF! | #REF! | #REF! | #REF! | #REF! | #REF! | #REF! | #REF! | #REF! | #REF! | #REF! | #REF! | #REF! | #REF! | #REF! | #REF! | #REF! | #REF! | #REF! | #REF! | #REF! | #REF! | #REF! | #REF! | #REF! | #REF! | #REF! | #REF! | #REF! | #REF! | #REF! | #REF! | #REF! | #REF! | #REF! | #REF! | #REF! | #REF! | #REF! | #REF! | #REF! | #REF! | #REF! | #REF! | #REF! | #REF! | #REF! | #REF! | #REF! | #REF! | #REF! | #REF! | #REF! | #REF! | #REF! | #REF! | #REF! | #REF! | #REF! | #REF! | #REF! | #REF! | #REF! | #REF! | #REF! | #REF! | #REF! | #REF! | #REF! | #REF! | #REF! | #REF! | #REF! | #REF! | #REF! | #REF! | #REF! | #REF! | #REF! | #REF! | #REF! | #REF! | #REF! | #REF! | #REF! | #REF! | #REF! | #REF! | #REF! | #REF! | #REF! | #REF! | #REF! | #REF! | #REF! | #REF! | #REF! | #REF! | #REF! | #REF! | #REF! | #REF! | #REF! | #REF! | #REF! | #REF! | #REF! | #REF! | #REF! | #REF! | #REF! | #REF! | #REF! | #REF! | #REF! | #REF! | #REF! | #REF! | #REF! | #REF! | #REF! | #REF! | #REF! | #REF! | #REF! | #REF! | #REF! | #REF! | #REF! | #REF! | #REF! | #REF! | #REF! | #REF! | #REF! | #REF! | #REF! | #REF! | #REF! | #REF! | #REF! | #REF! | #REF! | #REF! | #REF! | #REF! | #REF! | #REF! | #REF! | #REF! | #REF! | #REF! | #REF! | #REF! | #REF! | #REF! | #REF! | #REF! | #REF! | #REF! | #REF! | #REF! | #REF! | #REF! | #REF! | #REF! | #REF! | #REF! | #REF! | #REF! | #REF! | #REF! | #REF! | #REF! | #REF! | #REF! | #REF! | #REF! | #REF! | #REF! | #REF! | #REF! | #REF! | #REF! | #REF! | #REF! | #REF! | #REF! | #REF! | #REF! | #REF! | #REF! | #REF! | #REF! | #REF! | #REF! | #REF! | #REF! | #REF! | #REF! | #REF! | #REF! | #REF! | #REF! | #REF! | #REF! | #REF! | #REF! | #REF! | #REF! | #REF! | #REF! | #REF! | #REF! | #REF! | #REF! | #REF! | #REF! | #REF! | #REF! | #REF! | #REF! | #REF! | #REF! | #REF! | #REF! | #REF! | #REF! | #REF! | #REF! | #REF! | #REF! | #REF! | #REF! | #REF! | #REF! | #REF! | #REF!
Flujo de caja neto | #REF! | #REF! | #REF! | #REF! | #REF! | #REF! | #REF! | #REF! | #REF! | #REF! | #REF! | #REF! | #REF! | #REF! | #REF! | #REF! | #REF! | #REF! | #REF! | #REF! | #REF! | #REF! | #REF! | #REF! | #REF! | #REF! | #REF! | #REF! | #REF! | #REF! | #REF! | #REF! | #REF! | #REF! | #REF! | #REF! | #REF! | #REF! | #REF! | #REF! | #REF! | #REF! | #REF! | #REF! | #REF! | #REF! | #REF! | #REF! | #REF! | #REF! | #REF! | #REF! | #REF! | #REF! | #REF! | #REF! | #REF! | #REF! | #REF! | #REF! | #REF! | #REF! | #REF! | #REF! | #REF! | #REF! | #REF! | #REF! | #REF! | #REF! | #REF! | #REF! | #REF! | #REF! | #REF! | #REF! | #REF! | #REF! | #REF! | #REF! | #REF! | #REF! | #REF! | #REF! | #REF! | #REF! | #REF! | #REF! | #REF! | #REF! | #REF! | #REF! | #REF! | #REF! | #REF! | #REF! | #REF! | #REF! | #REF! | #REF! | #REF! | #REF! | #REF! | #REF! | #REF! | #REF! | #REF! | #REF! | #REF! | #REF! | #REF! | #REF! | #REF! | #REF! | #REF! | #REF! | #REF! | #REF! | #REF! | #REF! | #REF! | #REF! | #REF! | #REF! | #REF! | #REF! | #REF! | #REF! | #REF! | #REF! | #REF! | #REF! | #REF! | #REF! | #REF! | #REF! | #REF! | #REF! | #REF! | #REF! | #REF! | #REF! | #REF! | #REF! | #REF! | #REF! | #REF! | #REF! | #REF! | #REF! | #REF! | #REF! | #REF! | #REF! | #REF! | #REF! | #REF! | #REF! | #REF! | #REF! | #REF! | #REF! | #REF! | #REF! | #REF! | #REF! | #REF! | #REF! | #REF! | #REF! | #REF! | #REF! | #REF! | #REF! | #REF! | #REF! | #REF! | #REF! | #REF! | #REF! | #REF! | #REF! | #REF! | #REF! | #REF! | #REF! | #REF! | #REF! | #REF! | #REF! | #REF! | #REF! | #REF! | #REF! | #REF! | #REF! | #REF! | #REF! | #REF! | #REF! | #REF! | #REF! | #REF! | #REF! | #REF! | #REF! | #REF! | #REF! | #REF! | #REF! | #REF! | #REF! | #REF! | #REF! | #REF! | #REF! | #REF! | #REF! | #REF! | #REF! | #REF! | #REF! | #REF! | #REF! | #REF! | #REF! | #REF! | #REF! | #REF! | #REF! | #REF! | #REF! | #REF! | #REF! | #REF! | #REF! | #REF! | #REF! | #REF! | #REF! | #REF!
Flujo de caja acumulado | #REF! | #REF! | #REF! | #REF! | #REF! | #REF! | #REF! | #REF! | #REF! | #REF! | #REF! | #REF! | #REF! | #REF! | #REF! | #REF! | #REF! | #REF! | #REF! | #REF! | #REF! | #REF! | #REF! | #REF! | #REF! | #REF! | #REF! | #REF! | #REF! | #REF! | #REF! | #REF! | #REF! | #REF! | #REF! | #REF! | #REF! | #REF! | #REF! | #REF! | #REF! | #REF! | #REF! | #REF! | #REF! | #REF! | #REF! | #REF! | #REF! | #REF! | #REF! | #REF! | #REF! | #REF! | #REF! | #REF! | #REF! | #REF! | #REF! | #REF! | #REF! | #REF! | #REF! | #REF! | #REF! | #REF! | #REF! | #REF! | #REF! | #REF! | #REF! | #REF! | #REF! | #REF! | #REF! | #REF! | #REF! | #REF! | #REF! | #REF! | #REF! | #REF! | #REF! | #REF! | #REF! | #REF! | #REF! | #REF! | #REF! | #REF! | #REF! | #REF! | #REF! | #REF! | #REF! | #REF! | #REF! | #REF! | #REF! | #REF! | #REF! | #REF! | #REF! | #REF! | #REF! | #REF! | #REF! | #REF! | #REF! | #REF! | #REF! | #REF! | #REF! | #REF! | #REF! | #REF! | #REF! | #REF! | #REF! | #REF! | #REF! | #REF! | #REF! | #REF! | #REF! | #REF! | #REF! | #REF! | #REF! | #REF! | #REF! | #REF! | #REF! | #REF! | #REF! | #REF! | #REF! | #REF! | #REF! | #REF! | #REF! | #REF! | #REF! | #REF! | #REF! | #REF! | #REF! | #REF! | #REF! | #REF! | #REF! | #REF! | #REF! | #REF! | #REF! | #REF! | #REF! | #REF! | #REF! | #REF! | #REF! | #REF! | #REF! | #REF! | #REF! | #REF! | #REF! | #REF! | #REF! | #REF! | #REF! | #REF! | #REF! | #REF! | #REF! | #REF! | #REF! | #REF! | #REF! | #REF! | #REF! | #REF! | #REF! | #REF! | #REF! | #REF! | #REF! | #REF! | #REF! | #REF! | #REF! | #REF! | #REF! | #REF! | #REF! | #REF! | #REF! | #REF! | #REF! | #REF! | #REF! | #REF! | #REF! | #REF! | #REF! | #REF! | #REF! | #REF! | #REF! | #REF! | #REF! | #REF! | #REF! | #REF! | #REF! | #REF! | #REF! | #REF! | #REF! | #REF! | #REF! | #REF! | #REF! | #REF! | #REF! | #REF! | #REF! | #REF! | #REF! | #REF! | #REF! | #REF! | #REF! | #REF! | #REF! | #REF! | #REF! | #REF! | #REF! | #REF! | #REF!
|  | 2024 | 2025 | 2026 | 2027 | 2028 | 2029 | 2030 | 2031 | 2032 | 2033 | 2034 | 2035 | 2036 | 2037 | 2038 | 2039 | 2040 | 2041 | 2042 | 2043 | 2044
| Ingreso | 0 | 2442412.7809 | 2991825.8719 | 3078428.7212 | 3176609.8409 | 3254957.2158 | 3335384.9541 | 3417708.8951 | 3512016.6913 | 3588211.7111 | 3689097.4915 | 3759636.8038 | 3842042.0982 | 3903443.1862 | 3976691.3998 | 4050821.4074 | 4137618.5413 | 4201673.1668 | 4278364.0807 | 4355874.9435 | 2632169.6589
| Costo | #REF! | #REF! | #REF! | #REF! | #REF! | #REF! | #REF! | #REF! | #REF! | #REF! | #REF! | #REF! | #REF! | #REF! | #REF! | #REF! | #REF! | #REF! | #REF! | #REF! | #REF!
| Flujo caja neto | #REF! | #REF! | #REF! | #REF! | #REF! | #REF! | #REF! | #REF! | #REF! | #REF! | #REF! | #REF! | #REF! | #REF! | #REF! | #REF! | #REF! | #REF! | #REF! | #REF! | #REF!
| Flujo acumulado | #REF! | #REF! | #REF! | #REF! | #REF! | #REF! | #REF! | #REF! | #REF! | #REF! | #REF! | #REF! | #REF! | #REF! | #REF! | #REF! | #REF! | #REF! | #REF! | #REF! | #REF!
5 años
VPN | #REF!
TIR | #VALUE!
Ingresos corrientes | 14944234.4307
Costos Corrientes | #REF!
Utilidad corriente | #REF!
Retorno inversión | 0
Inversión | #REF!
Utilidad corriente | #REF!
|  | PPA | EPC | Esperado | 25%
Energia Producida |  | 2024: 133254.4642
Tarifa |  | 2024: 0; 2026: #REF!
One Time |  | 2024: 0; 2026: 0
Ingreso |  | 2024: 0; 2025: #REF!; 2026: #REF!
Costos |  | 2024: #REF!; 2025: #REF!; 2026: #REF!
Banco |  | 2024: #REF!
Mantenimiento |  | 2024: 6300000
Reposición |  | 2024: #REF!
Operación |  | 2024: #REF!
Utilidad |  | 2024: #REF!; 2025: #REF!; 2026: #REF!
Capex |  | 2024: #REF!; 2025: #REF!
|  | #REF! | #REF!
#NAME?
#NAME?
#NAME?
#NAME?
#NAME?
#NAME?
#NAME?
#NAME?
#NAME?
#NAME?
#NAME?
#NAME?
#NAME?
#NAME?
#NAME?
#NAME?
#NAME?
#NAME?
#NAME?
#NAME?
#NAME?
#NAME?
#NAME?
#NAME?
#NAME?
#NAME?

## Análisis ESP MP (hidden)
PPA
| 2024 | 2024 | 2024 | 2024 | 2024 | 2024 | 2025 | 2025 | 2025 | 2025 | 2025 | 2025 | 2025 | 2025 | 2025 | 2025 | 2025 | 2025 | 2026 | 2026 | 2026 | 2026 | 2026 | 2026 | 2026 | 2026 | 2026 | 2026 | 2026 | 2026 | 2027 | 2027 | 2027 | 2027 | 2027 | 2027 | 2027 | 2027 | 2027 | 2027 | 2027 | 2027 | 2028 | 2028 | 2028 | 2028 | 2028 | 2028 | 2028 | 2028 | 2028 | 2028 | 2028 | 2028 | 2029 | 2029 | 2029 | 2029 | 2029 | 2029 | 2029 | 2029 | 2029 | 2029 | 2029 | 2029 | 2030 | 2030 | 2030 | 2030 | 2030 | 2030 | 2030 | 2030 | 2030 | 2030 | 2030 | 2030 | 2031 | 2031 | 2031 | 2031 | 2031 | 2031 | 2031 | 2031 | 2031 | 2031 | 2031 | 2031 | 2032 | 2032 | 2032 | 2032 | 2032 | 2032 | 2032 | 2032 | 2032 | 2032 | 2032 | 2032 | 2033 | 2033 | 2033 | 2033 | 2033 | 2033 | 2033 | 2033 | 2033 | 2033 | 2033 | 2033 | 2034 | 2034 | 2034 | 2034 | 2034 | 2034 | 2034 | 2034 | 2034 | 2034 | 2034 | 2034 | 2035 | 2035 | 2035 | 2035 | 2035 | 2035 | 2035 | 2035 | 2035 | 2035 | 2035 | 2035 | 2036 | 2036 | 2036 | 2036 | 2036 | 2036 | 2036 | 2036 | 2036 | 2036 | 2036 | 2036 | 2037 | 2037 | 2037 | 2037 | 2037 | 2037 | 2037 | 2037 | 2037 | 2037 | 2037 | 2037 | 2038 | 2038 | 2038 | 2038 | 2038 | 2038 | 2038 | 2038 | 2038 | 2038 | 2038 | 2038 | 2039 | 2039 | 2039 | 2039 | 2039 | 2039 | 2039 | 2039 | 2039 | 2039 | 2039 | 2039 | 2040 | 2040 | 2040 | 2040 | 2040 | 2040 | 2040 | 2040 | 2040 | 2040 | 2040 | 2040 | 2041 | 2041 | 2041 | 2041 | 2041 | 2041 | 2041 | 2041 | 2041 | 2041 | 2041 | 2041 | 2042 | 2042 | 2042 | 2042 | 2042 | 2042 | 2042 | 2042 | 2042 | 2042 | 2042 | 2042 | 2043 | 2043 | 2043 | 2043 | 2043 | 2043 | 2043 | 2043 | 2043 | 2043 | 2043 | 2043 | 2044 | 2044 | 2044 | 2044 | 2044 | 2044 | 2044
 | time axis 2024-07-01 to 2044-07-01
Energía Producida | 0 | 2195.9335 | 2055.0388 | 1852.7674 | 1770.6797 | 1871.7622 | 2150.5786 | 1982.636 | 2360.8296 | 2144.5576 | 2079.2997 | 2090.0679 | 2224.0865 | 2191.452 | 2050.8449 | 1848.9863 | 1767.066 | 1867.9423 | 2146.1897 | 1978.5898 | 2356.0116 | 2140.1809 | 2075.0562 | 2085.8025 | 2219.5476 | 2189.2113 | 2048.7479 | 1847.0957 | 1765.2592 | 1866.0323 | 2143.9952 | 1976.5667 | 2353.6026 | 2137.9926 | 2072.9345 | 2083.6697 | 2217.2781 | 2186.9705 | 2046.6509 | 1845.2051 | 1763.4524 | 1864.1224 | 2141.8008 | 2045.0631 | 2351.1936 | 2135.8043 | 2070.8128 | 2081.537 | 2215.0086 | 2184.7298 | 2044.5539 | 1843.3145 | 1761.6456 | 1862.2124 | 2139.6063 | 1972.5205 | 2348.7846 | 2133.6159 | 2068.691 | 2079.4043 | 2212.7392 | 2173.5261 | 2034.069 | 1833.8616 | 1752.6115 | 1852.6626 | 2128.634 | 1962.4051 | 2336.7395 | 2122.6743 | 2058.0824 | 2068.7407 | 2201.3918 | 2162.3223 | 2023.5842 | 1824.4088 | 1743.5774 | 1843.1128 | 2117.6616 | 1952.2896 | 2324.6945 | 2111.7327 | 2047.4737 | 2058.0771 | 2190.0444 | 2151.1186 | 2013.0993 | 1814.9559 | 1734.5434 | 1833.563 | 2106.6893 | 2011.5374 | 2312.6495 | 2100.7911 | 2036.865 | 2047.4135 | 2178.697 | 2139.9148 | 2002.6144 | 1805.503 | 1725.5093 | 1824.0132 | 2095.7169 | 1932.0586 | 2300.6044 | 2089.8495 | 2026.2563 | 2036.7498 | 2167.3496 | 2128.7111 | 1992.1295 | 1796.0501 | 1716.4752 | 1814.4634 | 2084.7446 | 1921.9431 | 2288.5594 | 2078.9078 | 2015.6477 | 2026.0862 | 2156.0023 | 2106.3036 | 2036.865 | 1777.1443 | 1755.0206 | 1795.3638 | 2062.7999 | 1901.7121 | 2264.4693 | 2057.0246 | 1994.4303 | 2004.759 | 2133.3075 | 2083.8961 | 2015.1962 | 1758.2385 | 1736.3502 | 1776.2642 | 2040.8552 | 1948.6769 | 2240.3792 | 2035.1414 | 1973.213 | 1983.4318 | 2110.6127 | 2061.4886 | 1993.5275 | 1739.3327 | 1717.6797 | 1757.1645 | 2018.9106 | 1861.2502 | 2216.2891 | 2013.2581 | 1951.9956 | 1962.1046 | 2087.918 | 2039.0811 | 1971.8587 | 1720.4269 | 1699.0093 | 1738.0649 | 1996.9659 | 1841.0192 | 2192.199 | 1991.3749 | 1930.7783 | 1940.7773 | 2065.2232 | 2016.6737 | 1950.1899 | 1701.5211 | 1680.3389 | 1718.9653 | 1975.0212 | 1820.7882 | 2168.1089 | 1969.4916 | 1909.561 | 1919.4501 | 2042.5284 | 1994.2662 | 1928.5211 | 1682.6153 | 1661.6684 | 1699.8657 | 1953.0765 | 1864.8628 | 2144.0188 | 1947.6084 | 1888.3436 | 1898.1229 | 2019.8337 | 1971.8587 | 1906.8524 | 1663.7095 | 1642.998 | 1680.7661 | 1931.1318 | 1780.3262 | 2119.9287 | 1925.7252 | 1867.1263 | 1876.7957 | 1997.1389 | 1949.4512 | 1885.1836 | 1644.8037 | 1624.3276 | 1661.6665 | 1909.1872 | 1760.0953 | 2095.8386 | 1903.8419 | 1845.9089 | 1855.4684 | 1974.4442 | 1927.0437 | 1863.5148 | 1625.898 | 1605.6572 | 1642.5669 | 1887.2425 | 1739.8643 | 2071.7485 | 1881.9587 | 1824.6916 | 1834.1412 | 1951.7494 | 1904.6362 | 1841.846 | 1606.9922 | 1586.9867 | 1623.4672 | 1865.2978 | 1781.0488 | 2047.6584 | 1860.0754 | 1803.4742 | 1812.814 | 1929.0546
Tarifa Paneles | 0 | 0 | 0 | 0 | 0 | 0 | 117.7644 | 117.7644 | 117.7644 | 117.7644 | 117.7644 | 117.7644 | 117.7644 | 117.7644 | 117.7644 | 117.7644 | 117.7644 | 117.7644 | 123.6526 | 123.6526 | 123.6526 | 123.6526 | 123.6526 | 123.6526 | 123.6526 | 123.6526 | 123.6526 | 123.6526 | 123.6526 | 123.6526 | 129.8352 | 129.8352 | 129.8352 | 129.8352 | 129.8352 | 129.8352 | 129.8352 | 129.8352 | 129.8352 | 129.8352 | 129.8352 | 129.8352 | 133.7303 | 133.7303 | 133.7303 | 133.7303 | 133.7303 | 133.7303 | 133.7303 | 133.7303 | 133.7303 | 133.7303 | 133.7303 | 133.7303 | 140.4168 | 140.4168 | 140.4168 | 140.4168 | 140.4168 | 140.4168 | 140.4168 | 140.4168 | 140.4168 | 140.4168 | 140.4168 | 140.4168 | 144.6293 | 144.6293 | 144.6293 | 144.6293 | 144.6293 | 144.6293 | 144.6293 | 144.6293 | 144.6293 | 144.6293 | 144.6293 | 144.6293 | 151.8608 | 151.8608 | 151.8608 | 151.8608 | 151.8608 | 151.8608 | 151.8608 | 151.8608 | 151.8608 | 151.8608 | 151.8608 | 151.8608 | 159.4538 | 159.4538 | 159.4538 | 159.4538 | 159.4538 | 159.4538 | 159.4538 | 159.4538 | 159.4538 | 159.4538 | 159.4538 | 159.4538 | 167.4265 | 167.4265 | 167.4265 | 167.4265 | 167.4265 | 167.4265 | 167.4265 | 167.4265 | 167.4265 | 167.4265 | 167.4265 | 167.4265 | 175.7978 | 175.7978 | 175.7978 | 175.7978 | 175.7978 | 175.7978 | 175.7978 | 175.7978 | 175.7978 | 175.7978 | 175.7978 | 175.7978 | 129.2114 | 129.2114 | 129.2114 | 129.2114 | 129.2114 | 129.2114 | 129.2114 | 129.2114 | 129.2114 | 129.2114 | 129.2114 | 129.2114 | 135.672 | 135.672 | 135.672 | 135.672 | 135.672 | 135.672 | 135.672 | 135.672 | 135.672 | 135.672 | 135.672 | 135.672 | 142.4556 | 142.4556 | 142.4556 | 142.4556 | 142.4556 | 142.4556 | 142.4556 | 142.4556 | 142.4556 | 142.4556 | 142.4556 | 142.4556 | 149.5783 | 149.5783 | 149.5783 | 149.5783 | 149.5783 | 149.5783 | 149.5783 | 149.5783 | 149.5783 | 149.5783 | 149.5783 | 149.5783 | 157.0573 | 157.0573 | 157.0573 | 157.0573 | 157.0573 | 157.0573 | 157.0573 | 157.0573 | 157.0573 | 157.0573 | 157.0573 | 157.0573 | 164.9101 | 164.9101 | 164.9101 | 164.9101 | 164.9101 | 164.9101 | 164.9101 | 164.9101 | 164.9101 | 164.9101 | 164.9101 | 164.9101 | 173.1556 | 173.1556 | 173.1556 | 173.1556 | 173.1556 | 173.1556 | 173.1556 | 173.1556 | 173.1556 | 173.1556 | 173.1556 | 173.1556 | 181.8134 | 181.8134 | 181.8134 | 181.8134 | 181.8134 | 181.8134 | 181.8134 | 181.8134 | 181.8134 | 181.8134 | 181.8134 | 181.8134 | 190.9041 | 190.9041 | 190.9041 | 190.9041 | 190.9041 | 190.9041 | 190.9041 | 190.9041 | 190.9041 | 190.9041 | 190.9041 | 190.9041 | 200.4493 | 200.4493 | 200.4493 | 200.4493 | 200.4493 | 200.4493 | 200.4493
Ingreso | 0 | 0 | 0 | 0 | 0 | 0 | 0 | 253261.5543 | 233483.8996 | 278021.6346 | 252552.4878 | 244867.4363 | 246135.5461 | 261918.1668 | 258074.9863 | 241516.4707 | 217744.719 | 208097.4337 | 219977.0636 | 265381.9287 | 244657.772 | 291326.9557 | 264638.9282 | 256586.0921 | 257914.8901 | 274452.822 | 270701.6612 | 253332.9974 | 228398.1799 | 218278.8879 | 230739.7451 | 278366.1059 | 256627.9912 | 305580.5291 | 277586.7531 | 269139.9209 | 270533.7322 | 287880.8051 | 283945.8162 | 265727.3856 | 239572.6252 | 228958.2439 | 242028.7521 | 286423.6222 | 273486.8629 | 314425.7874 | 285621.7105 | 276930.3784 | 278364.5346 | 296213.7316 | 292164.5348 | 273418.7777 | 246506.9763 | 235585.3652 | 249034.195 | 300436.6631 | 276975.0186 | 329808.8113 | 299595.5186 | 290478.9701 | 291983.2912 | 310705.7456 | 305199.5678 | 285617.4616 | 257504.9798 | 246096.0969 | 260144.9514 | 307862.8412 | 283821.2729 | 337961.0086 | 307000.9052 | 297659.0144 | 299200.5193 | 318385.7543 | 312735.1654 | 292669.5628 | 263862.9636 | 252172.3871 | 266568.118 | 321589.7153 | 296476.1905 | 353029.8887 | 320689.3477 | 310930.9241 | 312541.161 | 332581.8202 | 326670.5148 | 305710.7972 | 275620.5879 | 263409.0841 | 278446.2828 | 335919.6197 | 320747.2983 | 368760.7542 | 334979.1321 | 324785.8772 | 326467.8656 | 347401.5282 | 341217.5611 | 319324.4812 | 287894.3172 | 275139.0199 | 290845.8438 | 350878.5403 | 323477.7979 | 385182.1315 | 349896.1715 | 339248.9983 | 341005.8877 | 362871.7525 | 356402.6358 | 333535.2565 | 300706.368 | 287383.4266 | 303789.2453 | 366493.5538 | 337873.4067 | 402323.7447 | 365467.4671 | 354346.4668 | 356181.5424 | 379020.4954 | 370283.5806 | 358076.4296 | 312418.0897 | 308528.7966 | 315621.0369 | 266537.2593 | 245722.8808 | 292595.2371 | 265791.0243 | 257703.1304 | 259037.7133 | 275647.6424 | 269263.1293 | 260386.3228 | 227184.4523 | 224356.2329 | 229513.5742 | 276886.8444 | 264380.8282 | 303956.6479 | 276111.6332 | 267709.6881 | 269096.0926 | 286350.9817 | 279686.2181 | 270465.7934 | 235978.6892 | 233040.9903 | 238397.9707 | 287605.0448 | 265145.4446 | 315722.7116 | 286799.8254 | 278072.6438 | 279512.7155 | 297435.5358 | 290478.4581 | 280902.2452 | 245084.3886 | 242033.3328 | 247597.0228 | 298702.8482 | 275376.6004 | 327905.4902 | 297866.5578 | 288802.6208 | 290298.2605 | 308912.6679 | 301650.7065 | 291706.1777 | 254510.7113 | 251342.3072 | 257119.9852 | 310191.4192 | 285968.0081 | 340517.2398 | 309322.9639 | 299910.4139 | 301463.5782 | 320793.9244 | 313213.9836 | 302888.2478 | 264266.9552 | 260977.0956 | 266976.2513 | 322082.0903 | 307534.762 | 353570.4007 | 321180.3442 | 311406.9798 | 313019.6821 | 333091.0248 | 325179.4616 | 314459.2596 | 274362.5467 | 270947.0071 | 277175.3441 | 334386.35 | 308273.5127 | 367077.5845 | 333450.1551 | 323303.4262 | 324977.7373 | 345815.8505 | 337558.4524 | 326430.1518 | 284807.03 | 281261.4671 | 287726.9054 | 347115.8303 | 320008.9248 | 381051.5607 | 346143.9962 | 335610.9998 | 337349.0489 | 358980.4312 | 350362.3937 | 338811.9852 | 295610.0553 | 291930.0055 | 298640.6846 | 360282.2928 | 332147.1944 | 395505.2406 | 359273.5961 | 348341.0722 | 350145.0473 | 372596.9303 | 363602.833 | 351615.9265 | 306781.3656 | 302962.244 | 309926.5244 | 373897.6121 | 357009.9568 | 410451.6596 | 372850.7959 | 361505.1244 | 363377.273
Costos | #REF! | #REF! | #REF! | #REF! | #REF! | #REF! | #REF! | #REF! | #REF! | #REF! | #REF! | #REF! | #REF! | #REF! | #REF! | #REF! | #REF! | #REF! | #REF! | #REF! | #REF! | #REF! | #REF! | #REF! | #REF! | #REF! | #REF! | #REF! | #REF! | #REF! | #REF! | #REF! | #REF! | #REF! | #REF! | #REF! | #REF! | #REF! | #REF! | #REF! | #REF! | #REF! | #REF! | #REF! | #REF! | #REF! | #REF! | #REF! | #REF! | #REF! | #REF! | #REF! | #REF! | #REF! | #REF! | #REF! | #REF! | #REF! | #REF! | #REF! | #REF! | #REF! | #REF! | #REF! | #REF! | #REF! | #REF! | #REF! | #REF! | #REF! | #REF! | #REF! | #REF! | #REF! | #REF! | #REF! | #REF! | #REF! | #REF! | #REF! | #REF! | #REF! | #REF! | #REF! | #REF! | #REF! | #REF! | #REF! | #REF! | #REF! | #REF! | #REF! | #REF! | #REF! | #REF! | #REF! | #REF! | #REF! | #REF! | #REF! | #REF! | #REF! | #REF! | #REF! | #REF! | #REF! | #REF! | #REF! | #REF! | #REF! | #REF! | #REF! | #REF! | #REF! | #REF! | #REF! | #REF! | #REF! | #REF! | #REF! | #REF! | #REF! | #REF! | #REF! | #REF! | #REF! | #REF! | #REF! | #REF! | #REF! | #REF! | #REF! | #REF! | #REF! | #REF! | #REF! | #REF! | #REF! | #REF! | #REF! | #REF! | #REF! | #REF! | #REF! | #REF! | #REF! | #REF! | #REF! | #REF! | #REF! | #REF! | #REF! | #REF! | #REF! | #REF! | #REF! | #REF! | #REF! | #REF! | #REF! | #REF! | #REF! | #REF! | #REF! | #REF! | #REF! | #REF! | #REF! | #REF! | #REF! | #REF! | #REF! | #REF! | #REF! | #REF! | #REF! | #REF! | #REF! | #REF! | #REF! | #REF! | #REF! | #REF! | #REF! | #REF! | #REF! | #REF! | #REF! | #REF! | #REF! | #REF! | #REF! | #REF! | #REF! | #REF! | #REF! | #REF! | #REF! | #REF! | #REF! | #REF! | #REF! | #REF! | #REF! | #REF! | #REF! | #REF! | #REF! | #REF! | #REF! | #REF! | #REF! | #REF! | #REF! | #REF! | #REF! | #REF! | #REF! | #REF! | #REF! | #REF! | #REF! | #REF! | #REF! | #REF! | #REF! | #REF! | #REF! | #REF! | #REF! | #REF! | #REF! | #REF! | #REF! | #REF! | #REF! | #REF! | #REF! | #REF! | #REF! | #REF!
Flujo de caja neto | #REF! | #REF! | #REF! | #REF! | #REF! | #REF! | #REF! | #REF! | #REF! | #REF! | #REF! | #REF! | #REF! | #REF! | #REF! | #REF! | #REF! | #REF! | #REF! | #REF! | #REF! | #REF! | #REF! | #REF! | #REF! | #REF! | #REF! | #REF! | #REF! | #REF! | #REF! | #REF! | #REF! | #REF! | #REF! | #REF! | #REF! | #REF! | #REF! | #REF! | #REF! | #REF! | #REF! | #REF! | #REF! | #REF! | #REF! | #REF! | #REF! | #REF! | #REF! | #REF! | #REF! | #REF! | #REF! | #REF! | #REF! | #REF! | #REF! | #REF! | #REF! | #REF! | #REF! | #REF! | #REF! | #REF! | #REF! | #REF! | #REF! | #REF! | #REF! | #REF! | #REF! | #REF! | #REF! | #REF! | #REF! | #REF! | #REF! | #REF! | #REF! | #REF! | #REF! | #REF! | #REF! | #REF! | #REF! | #REF! | #REF! | #REF! | #REF! | #REF! | #REF! | #REF! | #REF! | #REF! | #REF! | #REF! | #REF! | #REF! | #REF! | #REF! | #REF! | #REF! | #REF! | #REF! | #REF! | #REF! | #REF! | #REF! | #REF! | #REF! | #REF! | #REF! | #REF! | #REF! | #REF! | #REF! | #REF! | #REF! | #REF! | #REF! | #REF! | #REF! | #REF! | #REF! | #REF! | #REF! | #REF! | #REF! | #REF! | #REF! | #REF! | #REF! | #REF! | #REF! | #REF! | #REF! | #REF! | #REF! | #REF! | #REF! | #REF! | #REF! | #REF! | #REF! | #REF! | #REF! | #REF! | #REF! | #REF! | #REF! | #REF! | #REF! | #REF! | #REF! | #REF! | #REF! | #REF! | #REF! | #REF! | #REF! | #REF! | #REF! | #REF! | #REF! | #REF! | #REF! | #REF! | #REF! | #REF! | #REF! | #REF! | #REF! | #REF! | #REF! | #REF! | #REF! | #REF! | #REF! | #REF! | #REF! | #REF! | #REF! | #REF! | #REF! | #REF! | #REF! | #REF! | #REF! | #REF! | #REF! | #REF! | #REF! | #REF! | #REF! | #REF! | #REF! | #REF! | #REF! | #REF! | #REF! | #REF! | #REF! | #REF! | #REF! | #REF! | #REF! | #REF! | #REF! | #REF! | #REF! | #REF! | #REF! | #REF! | #REF! | #REF! | #REF! | #REF! | #REF! | #REF! | #REF! | #REF! | #REF! | #REF! | #REF! | #REF! | #REF! | #REF! | #REF! | #REF! | #REF! | #REF! | #REF! | #REF! | #REF! | #REF! | #REF! | #REF! | #REF! | #REF!
Flujo de caja acumulado | #REF! | #REF! | #REF! | #REF! | #REF! | #REF! | #REF! | #REF! | #REF! | #REF! | #REF! | #REF! | #REF! | #REF! | #REF! | #REF! | #REF! | #REF! | #REF! | #REF! | #REF! | #REF! | #REF! | #REF! | #REF! | #REF! | #REF! | #REF! | #REF! | #REF! | #REF! | #REF! | #REF! | #REF! | #REF! | #REF! | #REF! | #REF! | #REF! | #REF! | #REF! | #REF! | #REF! | #REF! | #REF! | #REF! | #REF! | #REF! | #REF! | #REF! | #REF! | #REF! | #REF! | #REF! | #REF! | #REF! | #REF! | #REF! | #REF! | #REF! | #REF! | #REF! | #REF! | #REF! | #REF! | #REF! | #REF! | #REF! | #REF! | #REF! | #REF! | #REF! | #REF! | #REF! | #REF! | #REF! | #REF! | #REF! | #REF! | #REF! | #REF! | #REF! | #REF! | #REF! | #REF! | #REF! | #REF! | #REF! | #REF! | #REF! | #REF! | #REF! | #REF! | #REF! | #REF! | #REF! | #REF! | #REF! | #REF! | #REF! | #REF! | #REF! | #REF! | #REF! | #REF! | #REF! | #REF! | #REF! | #REF! | #REF! | #REF! | #REF! | #REF! | #REF! | #REF! | #REF! | #REF! | #REF! | #REF! | #REF! | #REF! | #REF! | #REF! | #REF! | #REF! | #REF! | #REF! | #REF! | #REF! | #REF! | #REF! | #REF! | #REF! | #REF! | #REF! | #REF! | #REF! | #REF! | #REF! | #REF! | #REF! | #REF! | #REF! | #REF! | #REF! | #REF! | #REF! | #REF! | #REF! | #REF! | #REF! | #REF! | #REF! | #REF! | #REF! | #REF! | #REF! | #REF! | #REF! | #REF! | #REF! | #REF! | #REF! | #REF! | #REF! | #REF! | #REF! | #REF! | #REF! | #REF! | #REF! | #REF! | #REF! | #REF! | #REF! | #REF! | #REF! | #REF! | #REF! | #REF! | #REF! | #REF! | #REF! | #REF! | #REF! | #REF! | #REF! | #REF! | #REF! | #REF! | #REF! | #REF! | #REF! | #REF! | #REF! | #REF! | #REF! | #REF! | #REF! | #REF! | #REF! | #REF! | #REF! | #REF! | #REF! | #REF! | #REF! | #REF! | #REF! | #REF! | #REF! | #REF! | #REF! | #REF! | #REF! | #REF! | #REF! | #REF! | #REF! | #REF! | #REF! | #REF! | #REF! | #REF! | #REF! | #REF! | #REF! | #REF! | #REF! | #REF! | #REF! | #REF! | #REF! | #REF! | #REF! | #REF! | #REF! | #REF! | #REF! | #REF! | #REF!
|  | 2024 | 2025 | 2026 | 2027 | 2028 | 2029 | 2030 | 2031 | 2032 | 2033 | 2034 | 2035 | 2036 | 2037 | 2038 | 2039 | 2040 | 2041 | 2042 | 2043 | 2044
| Ingreso | 0 | 2695674.3352 | 3045648.1789 | 3194659.6535 | 3301171.0336 | 3443436.3198 | 3533476.3463 | 3685818.1493 | 3861083.7374 | 4021434.8104 | 4214802.8187 | 3159846.0617 | 3193177.9813 | 3307190.3171 | 3434671.9712 | 3566633.815 | 3713809.8102 | 3844517.0618 | 3990702.1372 | 4141894.4276 | 2549018.9462
| Costo | #REF! | #REF! | #REF! | #REF! | #REF! | #REF! | #REF! | #REF! | #REF! | #REF! | #REF! | #REF! | #REF! | #REF! | #REF! | #REF! | #REF! | #REF! | #REF! | #REF! | #REF!
| Flujo caja neto | #REF! | #REF! | #REF! | #REF! | #REF! | #REF! | #REF! | #REF! | #REF! | #REF! | #REF! | #REF! | #REF! | #REF! | #REF! | #REF! | #REF! | #REF! | #REF! | #REF! | #REF!
| Flujo acumulado | #REF! | #REF! | #REF! | #REF! | #REF! | #REF! | #REF! | #REF! | #REF! | #REF! | #REF! | #REF! | #REF! | #REF! | #REF! | #REF! | #REF! | #REF! | #REF! | #REF! | #REF!
| 5 años | 2024: 10 años
VPN | #REF! | 2024: #REF!
TIR | #VALUE! | 2024: #VALUE!
Ingresos corrientes | 15680589.5209 | 2024: 34997205.383
Costos Corrientes | #REF! | 2024: #REF!
Utilidad corriente | #REF! | 2024: #REF!
Retorno inversión | 0
Inversión | #REF! | 2024: #REF!
Utilidad corriente | #REF! | 2024: #REF!
|  | PPA | EPC | Esperado | 36%
Energia Producida |  | 2024: 254510.5912
Tarifa |  | 2024: 0; 2026: #REF!
One Time |  | 2024: 0; 2026: 0
Ingreso |  | 2024: 0; 2025: #REF!; 2026: #REF!
Costos |  | 2024: #REF!; 2025: #REF!; 2026: #REF!
Banco |  | 2024: #REF!
Mantenimiento |  | 2024: 12300000
Reposición |  | 2024: #REF!
Operación |  | 2024: #REF!
Utilidad |  | 2024: #REF!; 2025: #REF!; 2026: #REF!
Capex |  | 2024: #REF!; 2025: #REF!
|  | #REF! | #REF!
#NAME?
#NAME?
#NAME?
#NAME?
#NAME?
#NAME?
#NAME?
#NAME?
#NAME?
#NAME?
#NAME?
#NAME?
#NAME?
#NAME?
#NAME?
#NAME?
#NAME?
#NAME?
#NAME?
#NAME?
#NAME?
#NAME?
#NAME?
#NAME?
#NAME?
#NAME?

## Análisis ESP LP (hidden)
PPA
| 2024 | 2024 | 2024 | 2024 | 2024 | 2024 | 2025 | 2025 | 2025 | 2025 | 2025 | 2025 | 2025 | 2025 | 2025 | 2025 | 2025 | 2025 | 2026 | 2026 | 2026 | 2026 | 2026 | 2026 | 2026 | 2026 | 2026 | 2026 | 2026 | 2026 | 2027 | 2027 | 2027 | 2027 | 2027 | 2027 | 2027 | 2027 | 2027 | 2027 | 2027 | 2027 | 2028 | 2028 | 2028 | 2028 | 2028 | 2028 | 2028 | 2028 | 2028 | 2028 | 2028 | 2028 | 2029 | 2029 | 2029 | 2029 | 2029 | 2029 | 2029 | 2029 | 2029 | 2029 | 2029 | 2029 | 2030 | 2030 | 2030 | 2030 | 2030 | 2030 | 2030 | 2030 | 2030 | 2030 | 2030 | 2030 | 2031 | 2031 | 2031 | 2031 | 2031 | 2031 | 2031 | 2031 | 2031 | 2031 | 2031 | 2031 | 2032 | 2032 | 2032 | 2032 | 2032 | 2032 | 2032 | 2032 | 2032 | 2032 | 2032 | 2032 | 2033 | 2033 | 2033 | 2033 | 2033 | 2033 | 2033 | 2033 | 2033 | 2033 | 2033 | 2033 | 2034 | 2034 | 2034 | 2034 | 2034 | 2034 | 2034 | 2034 | 2034 | 2034 | 2034 | 2034 | 2035 | 2035 | 2035 | 2035 | 2035 | 2035 | 2035 | 2035 | 2035 | 2035 | 2035 | 2035 | 2036 | 2036 | 2036 | 2036 | 2036 | 2036 | 2036 | 2036 | 2036 | 2036 | 2036 | 2036 | 2037 | 2037 | 2037 | 2037 | 2037 | 2037 | 2037 | 2037 | 2037 | 2037 | 2037 | 2037 | 2038 | 2038 | 2038 | 2038 | 2038 | 2038 | 2038 | 2038 | 2038 | 2038 | 2038 | 2038 | 2039 | 2039 | 2039 | 2039 | 2039 | 2039 | 2039 | 2039 | 2039 | 2039 | 2039 | 2039 | 2040 | 2040 | 2040 | 2040 | 2040 | 2040 | 2040 | 2040 | 2040 | 2040 | 2040 | 2040 | 2041 | 2041 | 2041 | 2041 | 2041 | 2041 | 2041 | 2041 | 2041 | 2041 | 2041 | 2041 | 2042 | 2042 | 2042 | 2042 | 2042 | 2042 | 2042 | 2042 | 2042 | 2042 | 2042 | 2042 | 2043 | 2043 | 2043 | 2043 | 2043 | 2043 | 2043 | 2043 | 2043 | 2043 | 2043 | 2043 | 2044 | 2044 | 2044 | 2044 | 2044 | 2044 | 2044
 | time axis 2024-07-01 to 2044-07-01
Energía Producida | 0 | 2195.9335 | 2055.0388 | 1852.7674 | 1770.6797 | 1871.7622 | 2150.5786 | 1982.636 | 2360.8296 | 2144.5576 | 2079.2997 | 2090.0679 | 2224.0865 | 2191.452 | 2050.8449 | 1848.9863 | 1767.066 | 1867.9423 | 2146.1897 | 1978.5898 | 2356.0116 | 2140.1809 | 2075.0562 | 2085.8025 | 2219.5476 | 2189.2113 | 2048.7479 | 1847.0957 | 1765.2592 | 1866.0323 | 2143.9952 | 1976.5667 | 2353.6026 | 2137.9926 | 2072.9345 | 2083.6697 | 2217.2781 | 2186.9705 | 2046.6509 | 1845.2051 | 1763.4524 | 1864.1224 | 2141.8008 | 2045.0631 | 2351.1936 | 2135.8043 | 2070.8128 | 2081.537 | 2215.0086 | 2184.7298 | 2044.5539 | 1843.3145 | 1761.6456 | 1862.2124 | 2139.6063 | 1972.5205 | 2348.7846 | 2133.6159 | 2068.691 | 2079.4043 | 2212.7392 | 2173.5261 | 2034.069 | 1833.8616 | 1752.6115 | 1852.6626 | 2128.634 | 1962.4051 | 2336.7395 | 2122.6743 | 2058.0824 | 2068.7407 | 2201.3918 | 2162.3223 | 2023.5842 | 1824.4088 | 1743.5774 | 1843.1128 | 2117.6616 | 1952.2896 | 2324.6945 | 2111.7327 | 2047.4737 | 2058.0771 | 2190.0444 | 2151.1186 | 2013.0993 | 1814.9559 | 1734.5434 | 1833.563 | 2106.6893 | 2011.5374 | 2312.6495 | 2100.7911 | 2036.865 | 2047.4135 | 2178.697 | 2139.9148 | 2002.6144 | 1805.503 | 1725.5093 | 1824.0132 | 2095.7169 | 1932.0586 | 2300.6044 | 2089.8495 | 2026.2563 | 2036.7498 | 2167.3496 | 2128.7111 | 1992.1295 | 1796.0501 | 1716.4752 | 1814.4634 | 2084.7446 | 1921.9431 | 2288.5594 | 2078.9078 | 2015.6477 | 2026.0862 | 2156.0023 | 2106.3036 | 2036.865 | 1777.1443 | 1755.0206 | 1795.3638 | 2062.7999 | 1901.7121 | 2264.4693 | 2057.0246 | 1994.4303 | 2004.759 | 2133.3075 | 2083.8961 | 2015.1962 | 1758.2385 | 1736.3502 | 1776.2642 | 2040.8552 | 1948.6769 | 2240.3792 | 2035.1414 | 1973.213 | 1983.4318 | 2110.6127 | 2061.4886 | 1993.5275 | 1739.3327 | 1717.6797 | 1757.1645 | 2018.9106 | 1861.2502 | 2216.2891 | 2013.2581 | 1951.9956 | 1962.1046 | 2087.918 | 2039.0811 | 1971.8587 | 1720.4269 | 1699.0093 | 1738.0649 | 1996.9659 | 1841.0192 | 2192.199 | 1991.3749 | 1930.7783 | 1940.7773 | 2065.2232 | 2016.6737 | 1950.1899 | 1701.5211 | 1680.3389 | 1718.9653 | 1975.0212 | 1820.7882 | 2168.1089 | 1969.4916 | 1909.561 | 1919.4501 | 2042.5284 | 1994.2662 | 1928.5211 | 1682.6153 | 1661.6684 | 1699.8657 | 1953.0765 | 1864.8628 | 2144.0188 | 1947.6084 | 1888.3436 | 1898.1229 | 2019.8337 | 1971.8587 | 1906.8524 | 1663.7095 | 1642.998 | 1680.7661 | 1931.1318 | 1780.3262 | 2119.9287 | 1925.7252 | 1867.1263 | 1876.7957 | 1997.1389 | 1949.4512 | 1885.1836 | 1644.8037 | 1624.3276 | 1661.6665 | 1909.1872 | 1760.0953 | 2095.8386 | 1903.8419 | 1845.9089 | 1855.4684 | 1974.4442 | 1927.0437 | 1863.5148 | 1625.898 | 1605.6572 | 1642.5669 | 1887.2425 | 1739.8643 | 2071.7485 | 1881.9587 | 1824.6916 | 1834.1412 | 1951.7494 | 1904.6362 | 1841.846 | 1606.9922 | 1586.9867 | 1623.4672 | 1865.2978 | 1781.0488 | 2047.6584 | 1860.0754 | 1803.4742 | 1812.814 | 1929.0546
Tarifa Paneles | 0 | 0 | 0 | 0 | 0 | 0 | 98.9722 | 98.9722 | 98.9722 | 98.9722 | 98.9722 | 98.9722 | 98.9722 | 98.9722 | 98.9722 | 98.9722 | 98.9722 | 98.9722 | 103.9208 | 103.9208 | 103.9208 | 103.9208 | 103.9208 | 103.9208 | 103.9208 | 103.9208 | 103.9208 | 103.9208 | 103.9208 | 103.9208 | 109.1168 | 109.1168 | 109.1168 | 109.1168 | 109.1168 | 109.1168 | 109.1168 | 109.1168 | 109.1168 | 109.1168 | 109.1168 | 109.1168 | 112.3903 | 112.3903 | 112.3903 | 112.3903 | 112.3903 | 112.3903 | 112.3903 | 112.3903 | 112.3903 | 112.3903 | 112.3903 | 112.3903 | 118.0099 | 118.0099 | 118.0099 | 118.0099 | 118.0099 | 118.0099 | 118.0099 | 118.0099 | 118.0099 | 118.0099 | 118.0099 | 118.0099 | 121.5502 | 121.5502 | 121.5502 | 121.5502 | 121.5502 | 121.5502 | 121.5502 | 121.5502 | 121.5502 | 121.5502 | 121.5502 | 121.5502 | 127.6277 | 127.6277 | 127.6277 | 127.6277 | 127.6277 | 127.6277 | 127.6277 | 127.6277 | 127.6277 | 127.6277 | 127.6277 | 127.6277 | 134.009 | 134.009 | 134.009 | 134.009 | 134.009 | 134.009 | 134.009 | 134.009 | 134.009 | 134.009 | 134.009 | 134.009 | 140.7095 | 140.7095 | 140.7095 | 140.7095 | 140.7095 | 140.7095 | 140.7095 | 140.7095 | 140.7095 | 140.7095 | 140.7095 | 140.7095 | 147.745 | 147.745 | 147.745 | 147.745 | 147.745 | 147.745 | 147.745 | 147.745 | 147.745 | 147.745 | 147.745 | 147.745 | 155.1322 | 155.1322 | 155.1322 | 155.1322 | 155.1322 | 155.1322 | 155.1322 | 155.1322 | 155.1322 | 155.1322 | 155.1322 | 155.1322 | 162.8888 | 162.8888 | 162.8888 | 162.8888 | 162.8888 | 162.8888 | 162.8888 | 162.8888 | 162.8888 | 162.8888 | 162.8888 | 162.8888 | 171.0333 | 171.0333 | 171.0333 | 171.0333 | 171.0333 | 171.0333 | 171.0333 | 171.0333 | 171.0333 | 171.0333 | 171.0333 | 171.0333 | 179.5849 | 179.5849 | 179.5849 | 179.5849 | 179.5849 | 179.5849 | 179.5849 | 179.5849 | 179.5849 | 179.5849 | 179.5849 | 179.5849 | 188.5642 | 188.5642 | 188.5642 | 188.5642 | 188.5642 | 188.5642 | 188.5642 | 188.5642 | 188.5642 | 188.5642 | 188.5642 | 188.5642 | 197.9924 | 197.9924 | 197.9924 | 197.9924 | 197.9924 | 197.9924 | 197.9924 | 197.9924 | 197.9924 | 197.9924 | 197.9924 | 197.9924 | 207.892 | 207.892 | 207.892 | 207.892 | 207.892 | 207.892 | 207.892 | 207.892 | 207.892 | 207.892 | 207.892 | 207.892 | 218.2866 | 218.2866 | 218.2866 | 218.2866 | 218.2866 | 218.2866 | 218.2866 | 218.2866 | 218.2866 | 218.2866 | 218.2866 | 218.2866 | 229.201 | 229.201 | 229.201 | 229.201 | 229.201 | 229.201 | 229.201 | 229.201 | 229.201 | 229.201 | 229.201 | 229.201 | 240.661 | 240.661 | 240.661 | 240.661 | 240.661 | 240.661 | 240.661
Ingreso | 0 | 0 | 0 | 0 | 0 | 0 | 0 | 212847.4765 | 196225.8306 | 233656.4801 | 212251.5589 | 205792.8454 | 206858.5973 | 220122.7147 | 216892.8076 | 202976.6083 | 182998.2213 | 174890.3964 | 184874.3407 | 223033.7486 | 205616.6382 | 244838.6117 | 222409.312 | 215641.503 | 216758.2587 | 230657.1589 | 227504.5876 | 212907.5191 | 191951.6619 | 183447.1504 | 193919.573 | 233945.9826 | 215676.716 | 256817.6787 | 233290.9946 | 226192.0612 | 227363.4558 | 241942.3788 | 238635.3136 | 223324.0794 | 201342.951 | 192422.3539 | 203407.1427 | 240717.725 | 229845.3423 | 264251.4596 | 240043.778 | 232739.3605 | 233944.662 | 248945.5829 | 245542.5345 | 229788.1216 | 207170.7567 | 197991.9559 | 209294.6958 | 252494.6424 | 232776.8773 | 277179.7457 | 251787.7231 | 244125.943 | 245390.2129 | 261125.0415 | 256497.5091 | 240040.2071 | 216413.7596 | 206825.4431 | 218632.4591 | 258735.7921 | 238530.6442 | 284031.0604 | 258011.3991 | 250160.2355 | 251455.7556 | 267579.5169 | 262830.6177 | 245966.973 | 221757.1715 | 211932.1126 | 224030.6523 | 270272.2075 | 249166.1601 | 296695.332 | 269515.5156 | 261314.2873 | 262667.5715 | 279510.2531 | 274542.2411 | 256927.1594 | 231638.5792 | 221375.7196 | 234013.3653 | 282315.4251 | 269564.2188 | 309915.953 | 281525.0153 | 272958.3436 | 274371.9296 | 291965.1141 | 286767.9503 | 268368.4469 | 241953.7347 | 231233.8572 | 244434.273 | 294887.2838 | 271859.0004 | 323716.8977 | 294061.6761 | 285113.5198 | 286590.0546 | 304966.6856 | 299529.8748 | 280311.5454 | 252721.3093 | 241524.3691 | 255312.238 | 308010.5399 | 283957.4376 | 338123.1471 | 307148.1905 | 297801.8178 | 299344.0622 | 318538.5015 | 311195.7752 | 300936.5738 | 262564.1392 | 259295.478 | 265255.9778 | 320006.7399 | 295016.8325 | 351292.1539 | 319110.8042 | 309400.4149 | 311002.7257 | 330944.7378 | 323279.4409 | 312621.8769 | 272759.4489 | 269363.8662 | 275555.811 | 332432.5335 | 317417.7117 | 364932.7535 | 331501.8088 | 321414.3672 | 323078.8954 | 343795.2516 | 335793.4838 | 324723.3689 | 283317.8791 | 279790.8546 | 286222.4876 | 345300.8897 | 318335.7162 | 379059.1827 | 344334.1369 | 333856.2137 | 335585.1752 | 357103.4549 | 348750.7324 | 337253.4555 | 294250.2538 | 290587.1321 | 297266.9423 | 358625.0001 | 330619.3226 | 393685.9229 | 357620.9433 | 346738.7089 | 348534.3857 | 370882.9904 | 362164.2221 | 350224.7422 | 305567.5713 | 301763.5603 | 308700.2862 | 372418.2693 | 343335.4504 | 408827.6891 | 371375.595 | 360074.8131 | 361939.5544 | 385147.7208 | 376047.1839 | 363650.024 | 317280.9948 | 313331.1634 | 320533.7972 | 386694.303 | 369228.6657 | 424499.4172 | 385611.6594 | 373877.6809 | 375813.904 | 399911.7167 | 390413.0314 | 377542.2721 | 329401.8418 | 325301.118 | 332778.9085 | 401466.8943 | 370115.6156 | 440716.2489 | 400342.8914 | 388160.6485 | 390170.8397 | 415189.243 | 405275.3456 | 391914.62 | 341941.571 | 337684.7401 | 345447.1965 | 416750.009 | 384205.2441 | 457493.5152 | 415583.2173 | 402937.2186 | 405023.9341 | 430994.7426 | 420647.8588 | 406780.3469 | 354911.7686 | 350493.4716 | 358550.366 | 432557.768 | 398778.5465 | 474846.7175 | 431346.7187 | 418221.0442 | 420386.911 | 447342.819 | 436544.4348 | 422152.86 | 368324.1319 | 363738.8644 | 372100.2345 | 448904.4278 | 428628.9755 | 492791.5062 | 447647.6121 | 434025.9092 | 436273.6256
Costos | #REF! | #REF! | #REF! | #REF! | #REF! | #REF! | #REF! | #REF! | #REF! | #REF! | #REF! | #REF! | #REF! | #REF! | #REF! | #REF! | #REF! | #REF! | #REF! | #REF! | #REF! | #REF! | #REF! | #REF! | #REF! | #REF! | #REF! | #REF! | #REF! | #REF! | #REF! | #REF! | #REF! | #REF! | #REF! | #REF! | #REF! | #REF! | #REF! | #REF! | #REF! | #REF! | #REF! | #REF! | #REF! | #REF! | #REF! | #REF! | #REF! | #REF! | #REF! | #REF! | #REF! | #REF! | #REF! | #REF! | #REF! | #REF! | #REF! | #REF! | #REF! | #REF! | #REF! | #REF! | #REF! | #REF! | #REF! | #REF! | #REF! | #REF! | #REF! | #REF! | #REF! | #REF! | #REF! | #REF! | #REF! | #REF! | #REF! | #REF! | #REF! | #REF! | #REF! | #REF! | #REF! | #REF! | #REF! | #REF! | #REF! | #REF! | #REF! | #REF! | #REF! | #REF! | #REF! | #REF! | #REF! | #REF! | #REF! | #REF! | #REF! | #REF! | #REF! | #REF! | #REF! | #REF! | #REF! | #REF! | #REF! | #REF! | #REF! | #REF! | #REF! | #REF! | #REF! | #REF! | #REF! | #REF! | #REF! | #REF! | #REF! | #REF! | #REF! | #REF! | #REF! | #REF! | #REF! | #REF! | #REF! | #REF! | #REF! | #REF! | #REF! | #REF! | #REF! | #REF! | #REF! | #REF! | #REF! | #REF! | #REF! | #REF! | #REF! | #REF! | #REF! | #REF! | #REF! | #REF! | #REF! | #REF! | #REF! | #REF! | #REF! | #REF! | #REF! | #REF! | #REF! | #REF! | #REF! | #REF! | #REF! | #REF! | #REF! | #REF! | #REF! | #REF! | #REF! | #REF! | #REF! | #REF! | #REF! | #REF! | #REF! | #REF! | #REF! | #REF! | #REF! | #REF! | #REF! | #REF! | #REF! | #REF! | #REF! | #REF! | #REF! | #REF! | #REF! | #REF! | #REF! | #REF! | #REF! | #REF! | #REF! | #REF! | #REF! | #REF! | #REF! | #REF! | #REF! | #REF! | #REF! | #REF! | #REF! | #REF! | #REF! | #REF! | #REF! | #REF! | #REF! | #REF! | #REF! | #REF! | #REF! | #REF! | #REF! | #REF! | #REF! | #REF! | #REF! | #REF! | #REF! | #REF! | #REF! | #REF! | #REF! | #REF! | #REF! | #REF! | #REF! | #REF! | #REF! | #REF! | #REF! | #REF! | #REF! | #REF! | #REF! | #REF! | #REF! | #REF! | #REF!
Flujo de caja neto | #REF! | #REF! | #REF! | #REF! | #REF! | #REF! | #REF! | #REF! | #REF! | #REF! | #REF! | #REF! | #REF! | #REF! | #REF! | #REF! | #REF! | #REF! | #REF! | #REF! | #REF! | #REF! | #REF! | #REF! | #REF! | #REF! | #REF! | #REF! | #REF! | #REF! | #REF! | #REF! | #REF! | #REF! | #REF! | #REF! | #REF! | #REF! | #REF! | #REF! | #REF! | #REF! | #REF! | #REF! | #REF! | #REF! | #REF! | #REF! | #REF! | #REF! | #REF! | #REF! | #REF! | #REF! | #REF! | #REF! | #REF! | #REF! | #REF! | #REF! | #REF! | #REF! | #REF! | #REF! | #REF! | #REF! | #REF! | #REF! | #REF! | #REF! | #REF! | #REF! | #REF! | #REF! | #REF! | #REF! | #REF! | #REF! | #REF! | #REF! | #REF! | #REF! | #REF! | #REF! | #REF! | #REF! | #REF! | #REF! | #REF! | #REF! | #REF! | #REF! | #REF! | #REF! | #REF! | #REF! | #REF! | #REF! | #REF! | #REF! | #REF! | #REF! | #REF! | #REF! | #REF! | #REF! | #REF! | #REF! | #REF! | #REF! | #REF! | #REF! | #REF! | #REF! | #REF! | #REF! | #REF! | #REF! | #REF! | #REF! | #REF! | #REF! | #REF! | #REF! | #REF! | #REF! | #REF! | #REF! | #REF! | #REF! | #REF! | #REF! | #REF! | #REF! | #REF! | #REF! | #REF! | #REF! | #REF! | #REF! | #REF! | #REF! | #REF! | #REF! | #REF! | #REF! | #REF! | #REF! | #REF! | #REF! | #REF! | #REF! | #REF! | #REF! | #REF! | #REF! | #REF! | #REF! | #REF! | #REF! | #REF! | #REF! | #REF! | #REF! | #REF! | #REF! | #REF! | #REF! | #REF! | #REF! | #REF! | #REF! | #REF! | #REF! | #REF! | #REF! | #REF! | #REF! | #REF! | #REF! | #REF! | #REF! | #REF! | #REF! | #REF! | #REF! | #REF! | #REF! | #REF! | #REF! | #REF! | #REF! | #REF! | #REF! | #REF! | #REF! | #REF! | #REF! | #REF! | #REF! | #REF! | #REF! | #REF! | #REF! | #REF! | #REF! | #REF! | #REF! | #REF! | #REF! | #REF! | #REF! | #REF! | #REF! | #REF! | #REF! | #REF! | #REF! | #REF! | #REF! | #REF! | #REF! | #REF! | #REF! | #REF! | #REF! | #REF! | #REF! | #REF! | #REF! | #REF! | #REF! | #REF! | #REF! | #REF! | #REF! | #REF! | #REF! | #REF! | #REF! | #REF!
Flujo de caja acumulado | #REF! | #REF! | #REF! | #REF! | #REF! | #REF! | #REF! | #REF! | #REF! | #REF! | #REF! | #REF! | #REF! | #REF! | #REF! | #REF! | #REF! | #REF! | #REF! | #REF! | #REF! | #REF! | #REF! | #REF! | #REF! | #REF! | #REF! | #REF! | #REF! | #REF! | #REF! | #REF! | #REF! | #REF! | #REF! | #REF! | #REF! | #REF! | #REF! | #REF! | #REF! | #REF! | #REF! | #REF! | #REF! | #REF! | #REF! | #REF! | #REF! | #REF! | #REF! | #REF! | #REF! | #REF! | #REF! | #REF! | #REF! | #REF! | #REF! | #REF! | #REF! | #REF! | #REF! | #REF! | #REF! | #REF! | #REF! | #REF! | #REF! | #REF! | #REF! | #REF! | #REF! | #REF! | #REF! | #REF! | #REF! | #REF! | #REF! | #REF! | #REF! | #REF! | #REF! | #REF! | #REF! | #REF! | #REF! | #REF! | #REF! | #REF! | #REF! | #REF! | #REF! | #REF! | #REF! | #REF! | #REF! | #REF! | #REF! | #REF! | #REF! | #REF! | #REF! | #REF! | #REF! | #REF! | #REF! | #REF! | #REF! | #REF! | #REF! | #REF! | #REF! | #REF! | #REF! | #REF! | #REF! | #REF! | #REF! | #REF! | #REF! | #REF! | #REF! | #REF! | #REF! | #REF! | #REF! | #REF! | #REF! | #REF! | #REF! | #REF! | #REF! | #REF! | #REF! | #REF! | #REF! | #REF! | #REF! | #REF! | #REF! | #REF! | #REF! | #REF! | #REF! | #REF! | #REF! | #REF! | #REF! | #REF! | #REF! | #REF! | #REF! | #REF! | #REF! | #REF! | #REF! | #REF! | #REF! | #REF! | #REF! | #REF! | #REF! | #REF! | #REF! | #REF! | #REF! | #REF! | #REF! | #REF! | #REF! | #REF! | #REF! | #REF! | #REF! | #REF! | #REF! | #REF! | #REF! | #REF! | #REF! | #REF! | #REF! | #REF! | #REF! | #REF! | #REF! | #REF! | #REF! | #REF! | #REF! | #REF! | #REF! | #REF! | #REF! | #REF! | #REF! | #REF! | #REF! | #REF! | #REF! | #REF! | #REF! | #REF! | #REF! | #REF! | #REF! | #REF! | #REF! | #REF! | #REF! | #REF! | #REF! | #REF! | #REF! | #REF! | #REF! | #REF! | #REF! | #REF! | #REF! | #REF! | #REF! | #REF! | #REF! | #REF! | #REF! | #REF! | #REF! | #REF! | #REF! | #REF! | #REF! | #REF! | #REF! | #REF! | #REF! | #REF! | #REF! | #REF! | #REF!
|  | 2024 | 2025 | 2026 | 2027 | 2028 | 2029 | 2030 | 2031 | 2032 | 2033 | 2034 | 2035 | 2036 | 2037 | 2038 | 2039 | 2040 | 2041 | 2042 | 2043 | 2044
| Ingreso | 0 | 2265513.537 | 2559640.4908 | 2684873.5385 | 2774388.4219 | 2893951.8007 | 2969623.7378 | 3097655.6787 | 3244953.3538 | 3379716.4896 | 3542227.9008 | 3680055.0198 | 3833754.7192 | 3970638.8305 | 4123694.312 | 4282128.7445 | 4458829.4074 | 4615757.5665 | 4791268.5234 | 4972791.182 | 3060372.291
| Costo | #REF! | #REF! | #REF! | #REF! | #REF! | #REF! | #REF! | #REF! | #REF! | #REF! | #REF! | #REF! | #REF! | #REF! | #REF! | #REF! | #REF! | #REF! | #REF! | #REF! | #REF!
| Flujo caja neto | #REF! | #REF! | #REF! | #REF! | #REF! | #REF! | #REF! | #REF! | #REF! | #REF! | #REF! | #REF! | #REF! | #REF! | #REF! | #REF! | #REF! | #REF! | #REF! | #REF! | #REF!
| Flujo acumulado | #REF! | #REF! | #REF! | #REF! | #REF! | #REF! | #REF! | #REF! | #REF! | #REF! | #REF! | #REF! | #REF! | #REF! | #REF! | #REF! | #REF! | #REF! | #REF! | #REF! | #REF!
| 5 años | 2024: 10 años; 2025: 15 años
VPN | #REF! | 2024: #REF!; 2025: #REF!
TIR | #VALUE! | 2024: #VALUE!; 2025: #VALUE!
Ingresos corrientes | 13178367.7889 | 2024: 29412544.9495; 2025: 49302816.5755
Costos Corrientes | #REF! | 2024: #REF!; 2025: #REF!
Utilidad corriente | #REF! | 2024: #REF!; 2025: #REF!
Retorno inversión | 0
Inversión | #REF! | 2024: #REF!; 2025: #REF!
Utilidad corriente | #REF! | 2024: #REF!; 2025: #REF!
|  | PPA | EPC | Esperado | 36%
Energia Producida |  | 2024: 370978.6222
Tarifa |  | 2024: 0; 2026: #REF!
One Time |  | 2024: 0; 2026: 0
Ingreso |  | 2024: 0; 2025: #REF!; 2026: #REF!
Costos |  | 2024: #REF!; 2025: #REF!; 2026: #REF!
Banco |  | 2024: #REF!
Mantenimiento |  | 2024: 18300000
Reposición |  | 2024: #REF!
Operación |  | 2024: #REF!
Utilidad |  | 2024: #REF!; 2025: #REF!; 2026: #REF!
Capex |  | 2024: #REF!; 2025: #REF!
|  | #REF! | #REF!
#NAME?
#NAME?
#NAME?
#NAME?
#NAME?
#NAME?
#NAME?
#NAME?
#NAME?
#NAME?
#NAME?
#NAME?
#NAME?
#NAME?
#NAME?
#NAME?
#NAME?
#NAME?
#NAME?
#NAME?
#NAME?
#NAME?
#NAME?
#NAME?
#NAME?
#NAME?

## Anál arrend finan MP (hidden)
PPA
| 2024 | 2024 | 2024 | 2024 | 2024 | 2024 | 2025 | 2025 | 2025 | 2025 | 2025 | 2025 | 2025 | 2025 | 2025 | 2025 | 2025 | 2025 | 2026 | 2026 | 2026 | 2026 | 2026 | 2026 | 2026 | 2026 | 2026 | 2026 | 2026 | 2026 | 2027 | 2027 | 2027 | 2027 | 2027 | 2027 | 2027 | 2027 | 2027 | 2027 | 2027 | 2027 | 2028 | 2028 | 2028 | 2028 | 2028 | 2028 | 2028 | 2028 | 2028 | 2028 | 2028 | 2028 | 2029 | 2029 | 2029 | 2029 | 2029 | 2029 | 2029 | 2029 | 2029 | 2029 | 2029 | 2029 | 2030 | 2030 | 2030 | 2030 | 2030 | 2030 | 2030 | 2030 | 2030 | 2030 | 2030 | 2030 | 2031 | 2031 | 2031 | 2031 | 2031 | 2031 | 2031 | 2031 | 2031 | 2031 | 2031 | 2031 | 2032 | 2032 | 2032 | 2032 | 2032 | 2032 | 2032 | 2032 | 2032 | 2032 | 2032 | 2032 | 2033 | 2033 | 2033 | 2033 | 2033 | 2033 | 2033 | 2033 | 2033 | 2033 | 2033 | 2033 | 2034 | 2034 | 2034 | 2034 | 2034 | 2034 | 2034 | 2034 | 2034 | 2034 | 2034 | 2034 | 2035 | 2035 | 2035 | 2035 | 2035 | 2035 | 2035 | 2035 | 2035 | 2035 | 2035 | 2035 | 2036 | 2036 | 2036 | 2036 | 2036 | 2036 | 2036 | 2036 | 2036 | 2036 | 2036 | 2036 | 2037 | 2037 | 2037 | 2037 | 2037 | 2037 | 2037 | 2037 | 2037 | 2037 | 2037 | 2037 | 2038 | 2038 | 2038 | 2038 | 2038 | 2038 | 2038 | 2038 | 2038 | 2038 | 2038 | 2038 | 2039 | 2039 | 2039 | 2039 | 2039 | 2039 | 2039 | 2039 | 2039 | 2039 | 2039 | 2039 | 2040 | 2040 | 2040 | 2040 | 2040 | 2040 | 2040 | 2040 | 2040 | 2040 | 2040 | 2040 | 2041 | 2041 | 2041 | 2041 | 2041 | 2041 | 2041 | 2041 | 2041 | 2041 | 2041 | 2041 | 2042 | 2042 | 2042 | 2042 | 2042 | 2042 | 2042 | 2042 | 2042 | 2042 | 2042 | 2042 | 2043 | 2043 | 2043 | 2043 | 2043 | 2043 | 2043 | 2043 | 2043 | 2043 | 2043 | 2043 | 2044 | 2044 | 2044 | 2044 | 2044 | 2044 | 2044 | 2044 | 2044 | 2044 | 2044 | 2044
 | time axis 2024-07-01 to 2044-12-01
Energía Producida | 0 | 2195.9335 | 2055.0388 | 1852.7674 | 1770.6797 | 1871.7622 | 2150.5786 | 1982.636 | 2360.8296 | 2144.5576 | 2079.2997 | 2090.0679 | 2224.0865 | 2191.452 | 2050.8449 | 1848.9863 | 1767.066 | 1867.9423 | 2146.1897 | 1978.5898 | 2356.0116 | 2140.1809 | 2075.0562 | 2085.8025 | 2219.5476 | 2189.2113 | 2048.7479 | 1847.0957 | 1765.2592 | 1866.0323 | 2143.9952 | 1976.5667 | 2353.6026 | 2137.9926 | 2072.9345 | 2083.6697 | 2217.2781 | 2186.9705 | 2046.6509 | 1845.2051 | 1763.4524 | 1864.1224 | 2141.8008 | 2045.0631 | 2351.1936 | 2135.8043 | 2070.8128 | 2081.537 | 2215.0086 | 2184.7298 | 2044.5539 | 1843.3145 | 1761.6456 | 1862.2124 | 2139.6063 | 1972.5205 | 2348.7846 | 2133.6159 | 2068.691 | 2079.4043 | 2212.7392 | 2173.5261 | 2034.069 | 1833.8616 | 1752.6115 | 1852.6626 | 2128.634 | 1962.4051 | 2336.7395 | 2122.6743 | 2058.0824 | 2068.7407 | 2201.3918 | 2162.3223 | 2023.5842 | 1824.4088 | 1743.5774 | 1843.1128 | 2117.6616 | 1952.2896 | 2324.6945 | 2111.7327 | 2047.4737 | 2058.0771 | 2190.0444 | 2151.1186 | 2013.0993 | 1814.9559 | 1734.5434 | 1833.563 | 2106.6893 | 2011.5374 | 2312.6495 | 2100.7911 | 2036.865 | 2047.4135 | 2178.697 | 2139.9148 | 2002.6144 | 1805.503 | 1725.5093 | 1824.0132 | 2095.7169 | 1932.0586 | 2300.6044 | 2089.8495 | 2026.2563 | 2036.7498 | 2167.3496 | 2128.7111 | 1992.1295 | 1796.0501 | 1716.4752 | 1814.4634 | 2084.7446 | 1921.9431 | 2288.5594 | 2078.9078 | 2015.6477 | 2026.0862 | 2156.0023 | 2106.3036 | 2036.865 | 1777.1443 | 1755.0206 | 1795.3638 | 2062.7999 | 1901.7121 | 2264.4693 | 2057.0246 | 1994.4303 | 2004.759 | 2133.3075 | 2083.8961 | 2015.1962 | 1758.2385 | 1736.3502 | 1776.2642 | 2040.8552 | 1948.6769 | 2240.3792 | 2035.1414 | 1973.213 | 1983.4318 | 2110.6127 | 2061.4886 | 1993.5275 | 1739.3327 | 1717.6797 | 1757.1645 | 2018.9106 | 1861.2502 | 2216.2891 | 2013.2581 | 1951.9956 | 1962.1046 | 2087.918 | 2039.0811 | 1971.8587 | 1720.4269 | 1699.0093 | 1738.0649 | 1996.9659 | 1841.0192 | 2192.199 | 1991.3749 | 1930.7783 | 1940.7773 | 2065.2232 | 2016.6737 | 1950.1899 | 1701.5211 | 1680.3389 | 1718.9653 | 1975.0212 | 1820.7882 | 2168.1089 | 1969.4916 | 1909.561 | 1919.4501 | 2042.5284 | 1994.2662 | 1928.5211 | 1682.6153 | 1661.6684 | 1699.8657 | 1953.0765 | 1864.8628 | 2144.0188 | 1947.6084 | 1888.3436 | 1898.1229 | 2019.8337 | 1971.8587 | 1906.8524 | 1663.7095 | 1642.998 | 1680.7661 | 1931.1318 | 1780.3262 | 2119.9287 | 1925.7252 | 1867.1263 | 1876.7957 | 1997.1389 | 1949.4512 | 1885.1836 | 1644.8037 | 1624.3276 | 1661.6665 | 1909.1872 | 1760.0953 | 2095.8386 | 1903.8419 | 1845.9089 | 1855.4684 | 1974.4442 | 1927.0437 | 1863.5148 | 1625.898 | 1605.6572 | 1642.5669 | 1887.2425 | 1739.8643 | 2071.7485 | 1881.9587 | 1824.6916 | 1834.1412 | 1951.7494 | 1904.6362 | 1841.846 | 1606.9922 | 1586.9867 | 1623.4672 | 1865.2978 | 1781.0488 | 2047.6584 | 1860.0754 | 1803.4742 | 1812.814 | 1929.0546 | 1887.082 | 1829.1144 | 1599.5867 | 1583.3301 | 1623.4672
Tarifa Paneles | 0 | 0 | 0 | 0 | 0 | 0 | 0 | 117.7644 | 117.7644 | 117.7644 | 117.7644 | 117.7644 | 117.7644 | 117.7644 | 117.7644 | 117.7644 | 117.7644 | 117.7644 | 121.2973 | 121.2973 | 121.2973 | 121.2973 | 121.2973 | 121.2973 | 121.2973 | 121.2973 | 121.2973 | 121.2973 | 121.2973 | 121.2973 | 124.9362 | 124.9362 | 124.9362 | 124.9362 | 124.9362 | 124.9362 | 124.9362 | 124.9362 | 124.9362 | 124.9362 | 124.9362 | 124.9362 | 128.6843 | 128.6843 | 128.6843 | 128.6843 | 128.6843 | 128.6843 | 128.6843 | 128.6843 | 128.6843 | 128.6843 | 128.6843 | 128.6843 | 132.5448 | 132.5448 | 132.5448 | 132.5448 | 132.5448 | 132.5448 | 132.5448 | 132.5448 | 132.5448 | 132.5448 | 132.5448 | 132.5448 | 136.5212 | 136.5212 | 136.5212 | 136.5212 | 136.5212 | 136.5212 | 136.5212 | 136.5212 | 136.5212 | 136.5212 | 136.5212 | 136.5212 | 140.6168 | 140.6168 | 140.6168 | 140.6168 | 140.6168 | 140.6168 | 140.6168 | 140.6168 | 140.6168 | 140.6168 | 140.6168 | 140.6168 | 144.8353 | 144.8353 | 144.8353 | 144.8353 | 144.8353 | 144.8353 | 144.8353 | 144.8353 | 144.8353 | 144.8353 | 144.8353 | 144.8353 | 149.1804 | 149.1804 | 149.1804 | 149.1804 | 149.1804 | 149.1804 | 149.1804 | 149.1804 | 149.1804 | 149.1804 | 149.1804 | 149.1804 | 153.6558 | 153.6558 | 153.6558 | 153.6558 | 153.6558 | 153.6558 | 153.6558 | 153.6558 | 153.6558 | 153.6558 | 153.6558 | 153.6558 | 158.2655 | 158.2655 | 158.2655 | 158.2655 | 158.2655 | 158.2655 | 158.2655 | 158.2655 | 158.2655 | 158.2655 | 158.2655 | 158.2655 | 163.0134 | 163.0134 | 163.0134 | 163.0134 | 163.0134 | 163.0134 | 163.0134 | 163.0134 | 163.0134 | 163.0134 | 163.0134 | 163.0134 | 167.9038 | 167.9038 | 167.9038 | 167.9038 | 167.9038 | 167.9038 | 167.9038 | 167.9038 | 167.9038 | 167.9038 | 167.9038 | 167.9038 | 172.941 | 172.941 | 172.941 | 172.941 | 172.941 | 172.941 | 172.941 | 172.941 | 172.941 | 172.941 | 172.941 | 172.941 | 178.1292 | 178.1292 | 178.1292 | 178.1292 | 178.1292 | 178.1292 | 178.1292 | 178.1292 | 178.1292 | 178.1292 | 178.1292 | 178.1292 | 183.4731 | 183.4731 | 183.4731 | 183.4731 | 183.4731 | 183.4731 | 183.4731 | 183.4731 | 183.4731 | 183.4731 | 183.4731 | 183.4731 | 188.9773 | 188.9773 | 188.9773 | 188.9773 | 188.9773 | 188.9773 | 188.9773 | 188.9773 | 188.9773 | 188.9773 | 188.9773 | 188.9773 | 194.6466 | 194.6466 | 194.6466 | 194.6466 | 194.6466 | 194.6466 | 194.6466 | 194.6466 | 194.6466 | 194.6466 | 194.6466 | 194.6466 | 200.486 | 200.486 | 200.486 | 200.486 | 200.486 | 200.486 | 200.486 | 200.486 | 200.486 | 200.486 | 200.486 | 200.486 | 206.5005 | 206.5005 | 206.5005 | 206.5005 | 206.5005 | 206.5005 | 206.5005 | 206.5005 | 206.5005 | 206.5005 | 206.5005 | 206.5005
Ingreso | 0 | 0 | 0 | 0 | 0 | 0 | 0 | 0 | 233483.8996 | 278021.6346 | 252552.4878 | 244867.4363 | 246135.5461 | 261918.1668 | 258074.9863 | 241516.4707 | 217744.719 | 208097.4337 | 219977.0636 | 260327.0348 | 239997.6239 | 285777.8708 | 259598.1868 | 251698.738 | 253002.2256 | 269225.1492 | 265545.4391 | 248507.607 | 224047.7384 | 214121.1948 | 226344.7024 | 267862.6773 | 246944.7944 | 294050.2343 | 267112.7314 | 258984.6186 | 260325.838 | 277018.3639 | 273231.8516 | 255700.8466 | 230532.9688 | 220319.0938 | 232896.4201 | 275616.164 | 263167.54 | 302561.7396 | 274844.5104 | 266481.1233 | 267861.1653 | 285036.8688 | 281140.458 | 263102.0238 | 237205.67 | 226696.1578 | 239637.5306 | 283593.7835 | 261447.43 | 311319.2899 | 282799.7946 | 274194.332 | 275614.3189 | 293287.1675 | 288089.6734 | 269605.3661 | 243068.9075 | 232299.6218 | 245560.8788 | 290603.6401 | 267909.8742 | 319014.4642 | 289790.0254 | 280971.8534 | 282426.9395 | 300536.6247 | 295202.8153 | 276262.1172 | 249070.4543 | 238035.2671 | 251623.9541 | 297778.8537 | 274524.7623 | 326891.1615 | 296945.1503 | 287909.2513 | 289400.2644 | 307957.0908 | 302483.4651 | 283075.6284 | 255213.3318 | 243905.9814 | 257829.8091 | 305123.0368 | 291341.69 | 334953.3477 | 304268.7716 | 295010.0183 | 296537.8046 | 315552.302 | 309935.2713 | 290049.3145 | 261500.6186 | 249914.7069 | 264181.5539 | 312639.8699 | 288225.2548 | 343205.0629 | 311764.5596 | 302277.713 | 303843.137 | 323326.0644 | 317561.9507 | 297186.6536 | 267935.4506 | 256064.4405 | 270682.3565 | 320333.1024 | 295317.7087 | 351650.4231 | 319436.2529 | 309715.9604 | 311319.9053 | 331282.2555 | 323645.7692 | 312976.1284 | 273068.5297 | 269669.0993 | 275868.0606 | 326470.0102 | 300975.3743 | 358387.3049 | 325555.979 | 315649.4662 | 317284.1393 | 337628.9261 | 329808.8109 | 318935.993 | 278268.4517 | 274804.2875 | 281121.2928 | 332686.8327 | 317660.5251 | 365211.9142 | 331755.3961 | 321660.2379 | 323326.0394 | 344058.2429 | 336050.354 | 324971.7709 | 283534.6074 | 280004.8848 | 286441.4377 | 338982.8416 | 312511.056 | 372123.4515 | 338033.7778 | 327747.5715 | 329444.8978 | 350569.4526 | 342369.5618 | 331082.6531 | 288866.2907 | 285270.194 | 291827.7822 | 345357.1929 | 318387.6226 | 379120.9904 | 344390.2825 | 333910.6508 | 335639.8942 | 357161.6826 | 348765.4767 | 337267.7137 | 294262.694 | 290599.4174 | 297279.51 | 351808.9207 | 324335.5232 | 386203.4704 | 350823.9471 | 340148.5421 | 341910.09 | 363833.9338 | 355237.0138 | 343525.9035 | 299722.9017 | 295991.651 | 302795.6964 | 358336.9306 | 342152.0972 | 393369.6904 | 357333.6804 | 346460.1872 | 348254.4217 | 370585.0746 | 361782.9543 | 349856.0437 | 305245.8855 | 301445.8792 | 308375.3025 | 364939.9932 | 336441.1665 | 400618.3004 | 363918.256 | 352844.3974 | 354671.6942 | 377413.8332 | 368401.9379 | 356256.8191 | 310830.4978 | 306960.9686 | 314017.1688 | 371616.7362 | 342596.5105 | 407947.7943 | 370576.306 | 359299.8461 | 361160.574 | 384318.7909 | 375092.4559 | 362726.7705 | 316475.4654 | 312535.6621 | 319720.0094 | 378365.6379 | 348818.3782 | 415356.5014 | 377306.3124 | 365825.0617 | 367719.5822 | 391298.3735 | 381852.8431 | 369264.2879 | 322179.3837 | 318168.5722 | 325482.4049 | 385185.0186 | 367787.5504 | 422842.5778 | 384106.6006 | 372418.4203 | 374347.0863 | 398350.8442 | 389683.466 | 377713.1229 | 330315.5267 | 326958.5289
Costos | #REF! | 0 | 0 | 0 | 0 | 0 | 0 | #VALUE! | #VALUE! | #VALUE! | #VALUE! | #VALUE! | #VALUE! | #VALUE! | #VALUE! | #VALUE! | #VALUE! | #VALUE! | #VALUE! | #VALUE! | #VALUE! | #VALUE! | #VALUE! | #VALUE! | #VALUE! | #VALUE! | #VALUE! | #VALUE! | #VALUE! | #VALUE! | #VALUE! | #VALUE! | #VALUE! | #VALUE! | #VALUE! | #VALUE! | #VALUE! | #VALUE! | #VALUE! | #VALUE! | #VALUE! | #VALUE! | #VALUE! | #VALUE! | #VALUE! | #VALUE! | #VALUE! | #VALUE! | #VALUE! | #VALUE! | #VALUE! | #VALUE! | #VALUE! | #VALUE! | #VALUE! | #VALUE! | #VALUE! | #VALUE! | #VALUE! | #VALUE! | #VALUE! | #VALUE! | #VALUE! | #VALUE! | #VALUE! | #VALUE! | #VALUE! | #VALUE! | #VALUE! | #VALUE! | #VALUE! | #VALUE! | #VALUE! | #VALUE! | #VALUE! | #VALUE! | #VALUE! | #VALUE! | #VALUE! | #VALUE! | #VALUE! | #VALUE! | #VALUE! | #VALUE! | #VALUE! | #VALUE! | #VALUE! | #VALUE! | #VALUE! | #VALUE! | #VALUE! | #VALUE! | #VALUE! | #VALUE! | #VALUE! | #VALUE! | #VALUE! | #VALUE! | #VALUE! | #VALUE! | #VALUE! | #VALUE! | #VALUE! | #VALUE! | #VALUE! | #VALUE! | #VALUE! | #VALUE! | #VALUE! | #VALUE! | #VALUE! | #VALUE! | #VALUE! | #VALUE! | #VALUE! | #VALUE! | #VALUE! | #VALUE! | #VALUE! | #VALUE! | #VALUE! | #VALUE! | #VALUE! | #VALUE! | #VALUE! | #VALUE! | #VALUE! | 104224.8909 | 104224.8909 | 310224.8909 | 104224.8909 | 104224.8909 | 310224.8909 | 104224.8909 | 104224.8909 | 310224.8909 | 104224.8909 | 104224.8909 | 313351.6376 | 107351.6376 | 107351.6376 | 313351.6376 | 107351.6376 | 107351.6376 | 313351.6376 | 107351.6376 | 107351.6376 | 313351.6376 | 107351.6376 | 107351.6376 | 316572.1867 | 110572.1867 | 110572.1867 | 316572.1867 | 110572.1867 | 110572.1867 | 316572.1867 | 110572.1867 | 110572.1867 | 316572.1867 | 110572.1867 | 110572.1867 | 319889.3523 | 113889.3523 | 113889.3523 | 319889.3523 | 113889.3523 | 113889.3523 | 319889.3523 | 113889.3523 | 113889.3523 | 319889.3523 | 113889.3523 | 113889.3523 | 323306.0329 | 117306.0329 | 117306.0329 | 323306.0329 | 117306.0329 | 117306.0329 | 323306.0329 | 117306.0329 | 117306.0329 | 323306.0329 | 117306.0329 | 117306.0329 | 326825.2139 | 120825.2139 | 120825.2139 | 326825.2139 | 120825.2139 | 120825.2139 | 326825.2139 | 120825.2139 | 120825.2139 | 326825.2139 | 120825.2139 | 120825.2139 | 330449.9703 | 124449.9703 | 124449.9703 | 330449.9703 | 124449.9703 | 124449.9703 | 330449.9703 | 124449.9703 | 124449.9703 | 330449.9703 | 124449.9703 | 124449.9703 | 334183.4694 | 128183.4694 | 128183.4694 | 334183.4694 | 128183.4694 | 128183.4694 | 334183.4694 | 128183.4694 | 128183.4694 | 334183.4694 | 128183.4694 | 128183.4694 | 338028.9735 | 132028.9735 | 132028.9735 | 338028.9735 | 132028.9735 | 132028.9735 | 338028.9735 | 132028.9735 | 132028.9735 | 338028.9735 | 132028.9735 | 132028.9735 | 341989.8427 | 135989.8427 | 135989.8427 | 341989.8427 | 135989.8427 | 135989.8427 | 341989.8427 | 137266.6675 | 138581.797 | 344581.797 | 138581.797 | 138581.797
Cuota Banco | [8 empty] | #VALUE! | #VALUE! | #VALUE! | #VALUE! | #VALUE! | #VALUE! | #VALUE! | #VALUE! | #VALUE! | #VALUE! | #VALUE! | #VALUE! | #VALUE! | #VALUE! | #VALUE! | #VALUE! | #VALUE! | #VALUE! | #VALUE! | #VALUE! | #VALUE! | #VALUE! | #VALUE! | #VALUE! | #VALUE! | #VALUE! | #VALUE! | #VALUE! | #VALUE! | #VALUE! | #VALUE! | #VALUE! | #VALUE! | #VALUE! | #VALUE! | #VALUE! | #VALUE! | #VALUE! | #VALUE! | #VALUE! | #VALUE! | #VALUE! | #VALUE! | #VALUE! | #VALUE! | #VALUE! | #VALUE! | #VALUE! | #VALUE! | #VALUE! | #VALUE! | #VALUE! | #VALUE! | #VALUE! | #VALUE! | #VALUE! | #VALUE! | #VALUE! | #VALUE! | #VALUE! | #VALUE! | #VALUE! | #VALUE! | #VALUE! | #VALUE! | #VALUE! | #VALUE! | #VALUE! | #VALUE! | #VALUE! | #VALUE! | #VALUE! | #VALUE! | #VALUE! | #VALUE! | #VALUE! | #VALUE! | #VALUE! | #VALUE! | #VALUE! | #VALUE! | #VALUE! | #VALUE! | #VALUE! | #VALUE! | #VALUE! | #VALUE! | #VALUE! | #VALUE! | #VALUE! | #VALUE! | #VALUE! | #VALUE! | #VALUE! | #VALUE! | #VALUE! | #VALUE! | #VALUE! | #VALUE! | #VALUE! | #VALUE! | #VALUE! | #VALUE! | #VALUE! | #VALUE! | #VALUE! | #VALUE! | #VALUE! | #VALUE! | #VALUE! | #VALUE! | #VALUE! | #VALUE! | #VALUE! | #VALUE! | #VALUE! | #VALUE! | #VALUE! | #VALUE! | #VALUE! | 0 | 0 | 0 | 0 | 0 | 0 | 0 | 0 | 0 | 0 | 0 | 0 | 0 | 0 | 0 | 0 | 0 | 0 | 0 | 0 | 0 | 0 | 0 | 0 | 0 | 0 | 0 | 0 | 0 | 0 | 0 | 0 | 0 | 0 | 0 | 0 | 0 | 0 | 0 | 0 | 0 | 0 | 0 | 0 | 0 | 0 | 0 | 0 | 0 | 0 | 0 | 0 | 0 | 0 | 0 | 0 | 0 | 0 | 0 | 0 | 0 | 0 | 0 | 0 | 0 | 0 | 0 | 0 | 0 | 0 | 0 | 0 | 0 | 0 | 0 | 0 | 0 | 0 | 0 | 0 | 0 | 0 | 0 | 0 | 0 | 0 | 0 | 0 | 0 | 0 | 0 | 0 | 0 | 0 | 0 | 0 | 0 | 0 | 0 | 0 | 0 | 0 | 0 | 0 | 0 | 0 | 0 | 0 | 0 | 0 | 0 | 0 | 0 | 0 | 0 | 0 | 0 | 0
Flujo de caja neto | #REF! | 0 | 0 | 0 | 0 | 0 | 0 | #VALUE! | #VALUE! | #VALUE! | #VALUE! | #VALUE! | #VALUE! | #VALUE! | #VALUE! | #VALUE! | #VALUE! | #VALUE! | #VALUE! | #VALUE! | #VALUE! | #VALUE! | #VALUE! | #VALUE! | #VALUE! | #VALUE! | #VALUE! | #VALUE! | #VALUE! | #VALUE! | #VALUE! | #VALUE! | #VALUE! | #VALUE! | #VALUE! | #VALUE! | #VALUE! | #VALUE! | #VALUE! | #VALUE! | #VALUE! | #VALUE! | #VALUE! | #VALUE! | #VALUE! | #VALUE! | #VALUE! | #VALUE! | #VALUE! | #VALUE! | #VALUE! | #VALUE! | #VALUE! | #VALUE! | #VALUE! | #VALUE! | #VALUE! | #VALUE! | #VALUE! | #VALUE! | #VALUE! | #VALUE! | #VALUE! | #VALUE! | #VALUE! | #VALUE! | #VALUE! | #VALUE! | #VALUE! | #VALUE! | #VALUE! | #VALUE! | #VALUE! | #VALUE! | #VALUE! | #VALUE! | #VALUE! | #VALUE! | #VALUE! | #VALUE! | #VALUE! | #VALUE! | #VALUE! | #VALUE! | #VALUE! | #VALUE! | #VALUE! | #VALUE! | #VALUE! | #VALUE! | #VALUE! | #VALUE! | #VALUE! | #VALUE! | #VALUE! | #VALUE! | #VALUE! | #VALUE! | #VALUE! | #VALUE! | #VALUE! | #VALUE! | #VALUE! | #VALUE! | #VALUE! | #VALUE! | #VALUE! | #VALUE! | #VALUE! | #VALUE! | #VALUE! | #VALUE! | #VALUE! | #VALUE! | #VALUE! | #VALUE! | #VALUE! | #VALUE! | #VALUE! | #VALUE! | #VALUE! | #VALUE! | #VALUE! | #VALUE! | #VALUE! | #VALUE! | #VALUE! | 222245.1193 | 196750.4834 | 48162.414 | 221331.0881 | 211424.5753 | 7059.2484 | 233404.0352 | 225583.92 | 8711.1021 | 174043.5608 | 170579.3966 | -32230.3448 | 225335.1951 | 210308.8875 | 51860.2766 | 224403.7585 | 214308.6003 | 9974.4018 | 236706.6053 | 228698.7164 | 11620.1333 | 176182.9697 | 172653.2472 | -30130.749 | 228410.6549 | 201938.8693 | 55551.2648 | 227461.591 | 217175.3847 | 12872.711 | 239997.2659 | 231797.375 | 14510.4664 | 178294.104 | 174698.0073 | -28061.5702 | 231467.8405 | 204498.2703 | 59231.638 | 230500.9302 | 220021.2985 | 15750.5419 | 243272.3302 | 234876.1243 | 17378.3613 | 180373.3416 | 176710.0651 | -26026.523 | 234502.8877 | 207029.4903 | 62897.4375 | 233517.9142 | 222842.5092 | 18604.0571 | 246527.9009 | 237930.9809 | 20219.8706 | 182416.8688 | 178685.6181 | -24029.5175 | 237511.7167 | 221326.8833 | 66544.4765 | 236508.4665 | 225634.9733 | 21429.2078 | 249759.8607 | 240957.7404 | 23030.8298 | 184420.6716 | 180620.6653 | -22074.6678 | 240490.0229 | 211991.1961 | 70168.3301 | 239468.2857 | 228394.4271 | 24221.7239 | 252963.8629 | 243951.9676 | 25806.8488 | 186380.5275 | 182510.9983 | -20166.3006 | 243433.2668 | 214413.0411 | 73764.3249 | 242392.8365 | 231116.3766 | 26977.1046 | 256135.3214 | 246908.9864 | 28543.3011 | 188291.996 | 184352.1926 | -18308.9641 | 246336.6644 | 216789.4047 | 77327.5278 | 245277.3389 | 233796.0882 | 29690.6087 | 259269.4 | 249823.8696 | 31235.3144 | 190150.4102 | 186139.5987 | -16507.4378 | 249195.1758 | 231797.7077 | 80852.7351 | 248116.7579 | 236428.5776 | 32357.2436 | 261084.1767 | 251101.6689 | 33131.3258 | 191733.7296 | 188376.7318
Flujo de caja acumulado | #REF! | #REF! | #REF! | #REF! | #REF! | #REF! | #REF! | #REF! | #REF! | #REF! | #REF! | #REF! | #REF! | #REF! | #REF! | #REF! | #REF! | #REF! | #REF! | #REF! | #REF! | #REF! | #REF! | #REF! | #REF! | #REF! | #REF! | #REF! | #REF! | #REF! | #REF! | #REF! | #REF! | #REF! | #REF! | #REF! | #REF! | #REF! | #REF! | #REF! | #REF! | #REF! | #REF! | #REF! | #REF! | #REF! | #REF! | #REF! | #REF! | #REF! | #REF! | #REF! | #REF! | #REF! | #REF! | #REF! | #REF! | #REF! | #REF! | #REF! | #REF! | #REF! | #REF! | #REF! | #REF! | #REF! | #REF! | #REF! | #REF! | #REF! | #REF! | #REF! | #REF! | #REF! | #REF! | #REF! | #REF! | #REF! | #REF! | #REF! | #REF! | #REF! | #REF! | #REF! | #REF! | #REF! | #REF! | #REF! | #REF! | #REF! | #REF! | #REF! | #REF! | #REF! | #REF! | #REF! | #REF! | #REF! | #REF! | #REF! | #REF! | #REF! | #REF! | #REF! | #REF! | #REF! | #REF! | #REF! | #REF! | #REF! | #REF! | #REF! | #REF! | #REF! | #REF! | #REF! | #REF! | #REF! | #REF! | #REF! | #REF! | #REF! | #REF! | #REF! | #REF! | #REF! | #REF! | #REF! | #REF! | #REF! | #REF! | #REF! | #REF! | #REF! | #REF! | #REF! | #REF! | #REF! | #REF! | #REF! | #REF! | #REF! | #REF! | #REF! | #REF! | #REF! | #REF! | #REF! | #REF! | #REF! | #REF! | #REF! | #REF! | #REF! | #REF! | #REF! | #REF! | #REF! | #REF! | #REF! | #REF! | #REF! | #REF! | #REF! | #REF! | #REF! | #REF! | #REF! | #REF! | #REF! | #REF! | #REF! | #REF! | #REF! | #REF! | #REF! | #REF! | #REF! | #REF! | #REF! | #REF! | #REF! | #REF! | #REF! | #REF! | #REF! | #REF! | #REF! | #REF! | #REF! | #REF! | #REF! | #REF! | #REF! | #REF! | #REF! | #REF! | #REF! | #REF! | #REF! | #REF! | #REF! | #REF! | #REF! | #REF! | #REF! | #REF! | #REF! | #REF! | #REF! | #REF! | #REF! | #REF! | #REF! | #REF! | #REF! | #REF! | #REF! | #REF! | #REF! | #REF! | #REF! | #REF! | #REF! | #REF! | #REF! | #REF! | #REF! | #REF! | #REF! | #REF! | #REF! | #REF! | #REF! | #REF! | #REF! | #REF! | #REF! | #REF! | #REF! | #REF! | #REF! | #REF! | #REF! | #REF! | #REF!
|  | 2024 | 2025 | 2026 | 2027 | 2028 | 2029 | 2030 | 2031 | 2032 | 2033 | 2034 | 2035 | 2036 | 2037 | 2038 | 2039 | 2040 | 2041 | 2042 | 2043 | 2044
| Ingreso | 0 | 2442412.7809 | 2991825.8719 | 3078428.7212 | 3176609.8409 | 3254957.2158 | 3335384.9541 | 3417708.8951 | 3512016.6913 | 3588211.7111 | 3689097.4915 | 3759636.8038 | 3842042.0982 | 3903443.1862 | 3976691.3998 | 4050821.4074 | 4137618.5413 | 4201673.1668 | 4278364.0807 | 4355874.9435 | 4455191.1474
| Costo | #REF! | #VALUE! | #VALUE! | #VALUE! | #VALUE! | #VALUE! | #VALUE! | #VALUE! | #VALUE! | #VALUE! | #VALUE! | #VALUE! | 2112219.6513 | 2150866.2409 | 2190672.2281 | 2231672.3949 | 2273902.5668 | 2317399.6438 | 2362201.6331 | 2408347.6821 | 2467522.7547
| Flujo caja neto | #REF! | #VALUE! | #VALUE! | #VALUE! | #VALUE! | #VALUE! | #VALUE! | #VALUE! | #VALUE! | #VALUE! | #VALUE! | #VALUE! | 1729822.4469 | 1752576.9453 | 1786019.1717 | 1819149.0124 | 1863715.9745 | 1884273.523 | 1916162.4476 | 1947527.2614 | 1987668.3927
| Flujo acumulado | #REF! | #VALUE! | #VALUE! | #VALUE! | #VALUE! | #VALUE! | #VALUE! | #VALUE! | #VALUE! | #VALUE! | #VALUE! | #VALUE! | #VALUE! | #VALUE! | #VALUE! | #VALUE! | #VALUE! | #VALUE! | #VALUE! | #VALUE! | #VALUE!
[15 empty] | 2025 | 2026
| 5 años | 2024: 10 años; 2025: 20 años; 2036: Ingreso promedio mensual; 2037: 0.20353; 2038: 0.22187
VPN | #VALUE! | 2024: #REF!; 2025: #REF!; 2036: Costo promedio mensual; 2037: #VALUE!; 2038: #VALUE!
TIR | #VALUE! | 2024: #VALUE!; 2025: #VALUE!; 2036: Flujo de caja libre; 2037: #VALUE!; 2038: #VALUE!
Ingresos corrientes | 14944234.4307 | 2024: 32486654.1738; 2025: 73448010.9488
Costos Corrientes | #VALUE! | 2024: #VALUE!; 2025: #VALUE!
Utilidad corriente | #VALUE! | 2024: #VALUE!; 2025: #VALUE!
Retorno inversión | 0 | 2024: 0; 2025: 0
Inversión | #REF! | 2024: #REF!; 2025: #REF!
Utilidad corriente | #VALUE! | 2024: #VALUE!; 2025: #VALUE!
Tarifa Base | 377.882
|  | PPA | EPC | Esperado | 25%
Energia Producida |  | 2024: 133254.4642
Tarifa |  | 2024: 0; 2026: #REF!
One Time |  | 2024: 0; 2026: 0
Ingreso |  | 2024: 0; 2025: #REF!; 2026: #REF!
Costos |  | 2024: #REF!; 2025: #REF!; 2026: #REF!
Banco |  | 2024: #REF!
Mantenimiento |  | 2024: 6300000
Reposición |  | 2024: #REF!
Operación |  | 2024: #REF!
Utilidad |  | 2024: #REF!; 2025: #REF!; 2026: #REF!
Capex |  | 2024: #REF!; 2025: #REF!
|  | #REF! | #REF!
| MCOP | 2024 | 2025 | 2026 | 2027 | 2028 | 2029 | 2030 | 2031 | 2032 | 2033 | 2034 | 2035 | 2036 | 2037 | 2038 | 2039 | 2040 | 2041 | 2042 | 2043 | 2044
| Ingreso | 0 | 2.4424 | 2.9918 | 3.0784 | 3.1766 | 3.255 | 3.3354 | 3.4177 | 3.512 | 3.5882 | 3.6891 | 3.7596 | 3.842 | 3.9034 | 3.9767 | 4.0508 | 4.1376 | 4.2017 | 4.2784 | 4.3559 | 4.4552
| Costo | #REF! | #VALUE! | #VALUE! | #VALUE! | #VALUE! | #VALUE! | #VALUE! | #VALUE! | #VALUE! | #VALUE! | #VALUE! | #VALUE! | 2.1122 | 2.1509 | 2.1907 | 2.2317 | 2.2739 | 2.3174 | 2.3622 | 2.4083 | 2.4675
| Flujo de caja libre | #REF! | #VALUE! | #VALUE! | #VALUE! | #VALUE! | #VALUE! | #VALUE! | #VALUE! | #VALUE! | #VALUE! | #VALUE! | #VALUE! | 1.7298 | 1.7526 | 1.786 | 1.8191 | 1.8637 | 1.8843 | 1.9162 | 1.9475 | 1.9877
|  |  | Ene | Feb | Mar | Abr | May | Jun | Jul | Ago | Sep | Oct | Nov | Dic | Ene | Feb
|  | Ingreso | 0 | 0 | 0.23348 | 0.27802 | 0.25255 | 0.24487 | 0.24614 | 0.26192 | 0.25807 | 0.24152 | 0.21774 | 0.2081 | 0.21998 | 0.26033
|  | Costo | 0 | #VALUE! | #VALUE! | #VALUE! | #VALUE! | #VALUE! | #VALUE! | #VALUE! | #VALUE! | #VALUE! | #VALUE! | #VALUE! | #VALUE! | #VALUE!
|  | Flujo de caja libre | 0 | #VALUE! | #VALUE! | #VALUE! | #VALUE! | #VALUE! | #VALUE! | #VALUE! | #VALUE! | #VALUE! | #VALUE! | #VALUE! | #VALUE! | #VALUE!
#NAME?
#NAME?
#NAME?
#NAME?
#NAME?
#NAME?
#NAME?
#NAME?
#NAME?
#NAME?
#NAME?
#NAME?
#NAME?
#NAME?
#NAME?
#NAME?
#NAME?
#NAME?
#NAME?
#NAME?
#NAME?
#NAME?
#NAME?
#NAME?
#NAME?
#NAME?

## Anál arrend finan LP (hidden)
PPA
| 2024 | 2024 | 2024 | 2024 | 2024 | 2024 | 2025 | 2025 | 2025 | 2025 | 2025 | 2025 | 2025 | 2025 | 2025 | 2025 | 2025 | 2025 | 2026 | 2026 | 2026 | 2026 | 2026 | 2026 | 2026 | 2026 | 2026 | 2026 | 2026 | 2026 | 2027 | 2027 | 2027 | 2027 | 2027 | 2027 | 2027 | 2027 | 2027 | 2027 | 2027 | 2027 | 2028 | 2028 | 2028 | 2028 | 2028 | 2028 | 2028 | 2028 | 2028 | 2028 | 2028 | 2028 | 2029 | 2029 | 2029 | 2029 | 2029 | 2029 | 2029 | 2029 | 2029 | 2029 | 2029 | 2029 | 2030 | 2030 | 2030 | 2030 | 2030 | 2030 | 2030 | 2030 | 2030 | 2030 | 2030 | 2030 | 2031 | 2031 | 2031 | 2031 | 2031 | 2031 | 2031 | 2031 | 2031 | 2031 | 2031 | 2031 | 2032 | 2032 | 2032 | 2032 | 2032 | 2032 | 2032 | 2032 | 2032 | 2032 | 2032 | 2032 | 2033 | 2033 | 2033 | 2033 | 2033 | 2033 | 2033 | 2033 | 2033 | 2033 | 2033 | 2033 | 2034 | 2034 | 2034 | 2034 | 2034 | 2034 | 2034 | 2034 | 2034 | 2034 | 2034 | 2034 | 2035 | 2035 | 2035 | 2035 | 2035 | 2035 | 2035 | 2035 | 2035 | 2035 | 2035 | 2035 | 2036 | 2036 | 2036 | 2036 | 2036 | 2036 | 2036 | 2036 | 2036 | 2036 | 2036 | 2036 | 2037 | 2037 | 2037 | 2037 | 2037 | 2037 | 2037 | 2037 | 2037 | 2037 | 2037 | 2037 | 2038 | 2038 | 2038 | 2038 | 2038 | 2038 | 2038 | 2038 | 2038 | 2038 | 2038 | 2038 | 2039 | 2039 | 2039 | 2039 | 2039 | 2039 | 2039 | 2039 | 2039 | 2039 | 2039 | 2039 | 2040 | 2040 | 2040 | 2040 | 2040 | 2040 | 2040 | 2040 | 2040 | 2040 | 2040 | 2040 | 2041 | 2041 | 2041 | 2041 | 2041 | 2041 | 2041 | 2041 | 2041 | 2041 | 2041 | 2041 | 2042 | 2042 | 2042 | 2042 | 2042 | 2042 | 2042 | 2042 | 2042 | 2042 | 2042 | 2042 | 2043 | 2043 | 2043 | 2043 | 2043 | 2043 | 2043 | 2043 | 2043 | 2043 | 2043 | 2043 | 2044 | 2044 | 2044 | 2044 | 2044 | 2044 | 2044 | 2044 | 2044 | 2044 | 2044 | 2044
 | time axis 2024-07-01 to 2044-12-01
Energía Producida | 0 | 2195.9335 | 2055.0388 | 1852.7674 | 1770.6797 | 1871.7622 | 2150.5786 | 1982.636 | 2360.8296 | 2144.5576 | 2079.2997 | 2090.0679 | 2224.0865 | 2191.452 | 2050.8449 | 1848.9863 | 1767.066 | 1867.9423 | 2146.1897 | 1978.5898 | 2356.0116 | 2140.1809 | 2075.0562 | 2085.8025 | 2219.5476 | 2189.2113 | 2048.7479 | 1847.0957 | 1765.2592 | 1866.0323 | 2143.9952 | 1976.5667 | 2353.6026 | 2137.9926 | 2072.9345 | 2083.6697 | 2217.2781 | 2186.9705 | 2046.6509 | 1845.2051 | 1763.4524 | 1864.1224 | 2141.8008 | 2045.0631 | 2351.1936 | 2135.8043 | 2070.8128 | 2081.537 | 2215.0086 | 2184.7298 | 2044.5539 | 1843.3145 | 1761.6456 | 1862.2124 | 2139.6063 | 1972.5205 | 2348.7846 | 2133.6159 | 2068.691 | 2079.4043 | 2212.7392 | 2173.5261 | 2034.069 | 1833.8616 | 1752.6115 | 1852.6626 | 2128.634 | 1962.4051 | 2336.7395 | 2122.6743 | 2058.0824 | 2068.7407 | 2201.3918 | 2162.3223 | 2023.5842 | 1824.4088 | 1743.5774 | 1843.1128 | 2117.6616 | 1952.2896 | 2324.6945 | 2111.7327 | 2047.4737 | 2058.0771 | 2190.0444 | 2151.1186 | 2013.0993 | 1814.9559 | 1734.5434 | 1833.563 | 2106.6893 | 2011.5374 | 2312.6495 | 2100.7911 | 2036.865 | 2047.4135 | 2178.697 | 2139.9148 | 2002.6144 | 1805.503 | 1725.5093 | 1824.0132 | 2095.7169 | 1932.0586 | 2300.6044 | 2089.8495 | 2026.2563 | 2036.7498 | 2167.3496 | 2128.7111 | 1992.1295 | 1796.0501 | 1716.4752 | 1814.4634 | 2084.7446 | 1921.9431 | 2288.5594 | 2078.9078 | 2015.6477 | 2026.0862 | 2156.0023 | 2106.3036 | 2036.865 | 1777.1443 | 1755.0206 | 1795.3638 | 2062.7999 | 1901.7121 | 2264.4693 | 2057.0246 | 1994.4303 | 2004.759 | 2133.3075 | 2083.8961 | 2015.1962 | 1758.2385 | 1736.3502 | 1776.2642 | 2040.8552 | 1948.6769 | 2240.3792 | 2035.1414 | 1973.213 | 1983.4318 | 2110.6127 | 2061.4886 | 1993.5275 | 1739.3327 | 1717.6797 | 1757.1645 | 2018.9106 | 1861.2502 | 2216.2891 | 2013.2581 | 1951.9956 | 1962.1046 | 2087.918 | 2039.0811 | 1971.8587 | 1720.4269 | 1699.0093 | 1738.0649 | 1996.9659 | 1841.0192 | 2192.199 | 1991.3749 | 1930.7783 | 1940.7773 | 2065.2232 | 2016.6737 | 1950.1899 | 1701.5211 | 1680.3389 | 1718.9653 | 1975.0212 | 1820.7882 | 2168.1089 | 1969.4916 | 1909.561 | 1919.4501 | 2042.5284 | 1994.2662 | 1928.5211 | 1682.6153 | 1661.6684 | 1699.8657 | 1953.0765 | 1864.8628 | 2144.0188 | 1947.6084 | 1888.3436 | 1898.1229 | 2019.8337 | 1971.8587 | 1906.8524 | 1663.7095 | 1642.998 | 1680.7661 | 1931.1318 | 1780.3262 | 2119.9287 | 1925.7252 | 1867.1263 | 1876.7957 | 1997.1389 | 1949.4512 | 1885.1836 | 1644.8037 | 1624.3276 | 1661.6665 | 1909.1872 | 1760.0953 | 2095.8386 | 1903.8419 | 1845.9089 | 1855.4684 | 1974.4442 | 1927.0437 | 1863.5148 | 1625.898 | 1605.6572 | 1642.5669 | 1887.2425 | 1739.8643 | 2071.7485 | 1881.9587 | 1824.6916 | 1834.1412 | 1951.7494 | 1904.6362 | 1841.846 | 1606.9922 | 1586.9867 | 1623.4672 | 1865.2978 | 1781.0488 | 2047.6584 | 1860.0754 | 1803.4742 | 1812.814 | 1929.0546 | 1887.082 | 1829.1144 | 1599.5867 | 1583.3301 | 1623.4672
Tarifa Paneles | 0 | 0 | 0 | 0 | 0 | 0 | 0 | 98.9722 | 98.9722 | 98.9722 | 98.9722 | 98.9722 | 98.9722 | 98.9722 | 98.9722 | 98.9722 | 98.9722 | 98.9722 | 103.9208 | 103.9208 | 103.9208 | 103.9208 | 103.9208 | 103.9208 | 103.9208 | 103.9208 | 103.9208 | 103.9208 | 103.9208 | 103.9208 | 109.1168 | 109.1168 | 109.1168 | 109.1168 | 109.1168 | 109.1168 | 109.1168 | 109.1168 | 109.1168 | 109.1168 | 109.1168 | 109.1168 | 112.3903 | 112.3903 | 112.3903 | 112.3903 | 112.3903 | 112.3903 | 112.3903 | 112.3903 | 112.3903 | 112.3903 | 112.3903 | 112.3903 | 118.0099 | 118.0099 | 118.0099 | 118.0099 | 118.0099 | 118.0099 | 118.0099 | 118.0099 | 118.0099 | 118.0099 | 118.0099 | 118.0099 | 121.5502 | 121.5502 | 121.5502 | 121.5502 | 121.5502 | 121.5502 | 121.5502 | 121.5502 | 121.5502 | 121.5502 | 121.5502 | 121.5502 | 127.6277 | 127.6277 | 127.6277 | 127.6277 | 127.6277 | 127.6277 | 127.6277 | 127.6277 | 127.6277 | 127.6277 | 127.6277 | 127.6277 | 134.009 | 134.009 | 134.009 | 134.009 | 134.009 | 134.009 | 134.009 | 134.009 | 134.009 | 134.009 | 134.009 | 134.009 | 140.7095 | 140.7095 | 140.7095 | 140.7095 | 140.7095 | 140.7095 | 140.7095 | 140.7095 | 140.7095 | 140.7095 | 140.7095 | 140.7095 | 147.745 | 147.745 | 147.745 | 147.745 | 147.745 | 147.745 | 147.745 | 147.745 | 147.745 | 147.745 | 147.745 | 147.745 | 155.1322 | 155.1322 | 155.1322 | 155.1322 | 155.1322 | 155.1322 | 155.1322 | 155.1322 | 155.1322 | 155.1322 | 155.1322 | 155.1322 | 162.8888 | 162.8888 | 162.8888 | 162.8888 | 162.8888 | 162.8888 | 162.8888 | 162.8888 | 162.8888 | 162.8888 | 162.8888 | 162.8888 | 171.0333 | 171.0333 | 171.0333 | 171.0333 | 171.0333 | 171.0333 | 171.0333 | 171.0333 | 171.0333 | 171.0333 | 171.0333 | 171.0333 | 179.5849 | 179.5849 | 179.5849 | 179.5849 | 179.5849 | 179.5849 | 179.5849 | 179.5849 | 179.5849 | 179.5849 | 179.5849 | 179.5849 | 188.5642 | 188.5642 | 188.5642 | 188.5642 | 188.5642 | 188.5642 | 188.5642 | 188.5642 | 188.5642 | 188.5642 | 188.5642 | 188.5642 | 197.9924 | 197.9924 | 197.9924 | 197.9924 | 197.9924 | 197.9924 | 197.9924 | 197.9924 | 197.9924 | 197.9924 | 197.9924 | 197.9924 | 207.892 | 207.892 | 207.892 | 207.892 | 207.892 | 207.892 | 207.892 | 207.892 | 207.892 | 207.892 | 207.892 | 207.892 | 218.2866 | 218.2866 | 218.2866 | 218.2866 | 218.2866 | 218.2866 | 218.2866 | 218.2866 | 218.2866 | 218.2866 | 218.2866 | 218.2866 | 229.201 | 229.201 | 229.201 | 229.201 | 229.201 | 229.201 | 229.201 | 229.201 | 229.201 | 229.201 | 229.201 | 229.201 | 240.661 | 240.661 | 240.661 | 240.661 | 240.661 | 240.661 | 240.661 | 240.661 | 240.661 | 240.661 | 240.661 | 240.661
Ingreso | 0 | 0 | 0 | 0 | 0 | 0 | 0 | 0 | 196225.8306 | 233656.4801 | 212251.5589 | 205792.8454 | 206858.5973 | 220122.7147 | 216892.8076 | 202976.6083 | 182998.2213 | 174890.3964 | 184874.3407 | 223033.7486 | 205616.6382 | 244838.6117 | 222409.312 | 215641.503 | 216758.2587 | 230657.1589 | 227504.5876 | 212907.5191 | 191951.6619 | 183447.1504 | 193919.573 | 233945.9826 | 215676.716 | 256817.6787 | 233290.9946 | 226192.0612 | 227363.4558 | 241942.3788 | 238635.3136 | 223324.0794 | 201342.951 | 192422.3539 | 203407.1427 | 240717.725 | 229845.3423 | 264251.4596 | 240043.778 | 232739.3605 | 233944.662 | 248945.5829 | 245542.5345 | 229788.1216 | 207170.7567 | 197991.9559 | 209294.6958 | 252494.6424 | 232776.8773 | 277179.7457 | 251787.7231 | 244125.943 | 245390.2129 | 261125.0415 | 256497.5091 | 240040.2071 | 216413.7596 | 206825.4431 | 218632.4591 | 258735.7921 | 238530.6442 | 284031.0604 | 258011.3991 | 250160.2355 | 251455.7556 | 267579.5169 | 262830.6177 | 245966.973 | 221757.1715 | 211932.1126 | 224030.6523 | 270272.2075 | 249166.1601 | 296695.332 | 269515.5156 | 261314.2873 | 262667.5715 | 279510.2531 | 274542.2411 | 256927.1594 | 231638.5792 | 221375.7196 | 234013.3653 | 282315.4251 | 269564.2188 | 309915.953 | 281525.0153 | 272958.3436 | 274371.9296 | 291965.1141 | 286767.9503 | 268368.4469 | 241953.7347 | 231233.8572 | 244434.273 | 294887.2838 | 271859.0004 | 323716.8977 | 294061.6761 | 285113.5198 | 286590.0546 | 304966.6856 | 299529.8748 | 280311.5454 | 252721.3093 | 241524.3691 | 255312.238 | 308010.5399 | 283957.4376 | 338123.1471 | 307148.1905 | 297801.8178 | 299344.0622 | 318538.5015 | 311195.7752 | 300936.5738 | 262564.1392 | 259295.478 | 265255.9778 | 320006.7399 | 295016.8325 | 351292.1539 | 319110.8042 | 309400.4149 | 311002.7257 | 330944.7378 | 323279.4409 | 312621.8769 | 272759.4489 | 269363.8662 | 275555.811 | 332432.5335 | 317417.7117 | 364932.7535 | 331501.8088 | 321414.3672 | 323078.8954 | 343795.2516 | 335793.4838 | 324723.3689 | 283317.8791 | 279790.8546 | 286222.4876 | 345300.8897 | 318335.7162 | 379059.1827 | 344334.1369 | 333856.2137 | 335585.1752 | 357103.4549 | 348750.7324 | 337253.4555 | 294250.2538 | 290587.1321 | 297266.9423 | 358625.0001 | 330619.3226 | 393685.9229 | 357620.9433 | 346738.7089 | 348534.3857 | 370882.9904 | 362164.2221 | 350224.7422 | 305567.5713 | 301763.5603 | 308700.2862 | 372418.2693 | 343335.4504 | 408827.6891 | 371375.595 | 360074.8131 | 361939.5544 | 385147.7208 | 376047.1839 | 363650.024 | 317280.9948 | 313331.1634 | 320533.7972 | 386694.303 | 369228.6657 | 424499.4172 | 385611.6594 | 373877.6809 | 375813.904 | 399911.7167 | 390413.0314 | 377542.2721 | 329401.8418 | 325301.118 | 332778.9085 | 401466.8943 | 370115.6156 | 440716.2489 | 400342.8914 | 388160.6485 | 390170.8397 | 415189.243 | 405275.3456 | 391914.62 | 341941.571 | 337684.7401 | 345447.1965 | 416750.009 | 384205.2441 | 457493.5152 | 415583.2173 | 402937.2186 | 405023.9341 | 430994.7426 | 420647.8588 | 406780.3469 | 354911.7686 | 350493.4716 | 358550.366 | 432557.768 | 398778.5465 | 474846.7175 | 431346.7187 | 418221.0442 | 420386.911 | 447342.819 | 436544.4348 | 422152.86 | 368324.1319 | 363738.8644 | 372100.2345 | 448904.4278 | 428628.9755 | 492791.5062 | 447647.6121 | 434025.9092 | 436273.6256 | 464248.2163 | 454147.033 | 440196.4903 | 384958.125 | 381045.7943
Costos | #REF! | 0 | 0 | 0 | 0 | 0 | 0 | #VALUE! | #VALUE! | #VALUE! | #VALUE! | #VALUE! | #VALUE! | #VALUE! | #VALUE! | #VALUE! | #VALUE! | #VALUE! | #VALUE! | #VALUE! | #VALUE! | #VALUE! | #VALUE! | #VALUE! | #VALUE! | #VALUE! | #VALUE! | #VALUE! | #VALUE! | #VALUE! | #VALUE! | #VALUE! | #VALUE! | #VALUE! | #VALUE! | #VALUE! | #VALUE! | #VALUE! | #VALUE! | #VALUE! | #VALUE! | #VALUE! | #VALUE! | #VALUE! | #VALUE! | #VALUE! | #VALUE! | #VALUE! | #VALUE! | #VALUE! | #VALUE! | #VALUE! | #VALUE! | #VALUE! | #VALUE! | #VALUE! | #VALUE! | #VALUE! | #VALUE! | #VALUE! | #VALUE! | #VALUE! | #VALUE! | #VALUE! | #VALUE! | #VALUE! | #VALUE! | #VALUE! | #VALUE! | #VALUE! | #VALUE! | #VALUE! | #VALUE! | #VALUE! | #VALUE! | #VALUE! | #VALUE! | #VALUE! | #VALUE! | #VALUE! | #VALUE! | #VALUE! | #VALUE! | #VALUE! | #VALUE! | #VALUE! | #VALUE! | #VALUE! | #VALUE! | #VALUE! | #VALUE! | #VALUE! | #VALUE! | #VALUE! | #VALUE! | #VALUE! | #VALUE! | #VALUE! | #VALUE! | #VALUE! | #VALUE! | #VALUE! | #VALUE! | #VALUE! | #VALUE! | #VALUE! | #VALUE! | #VALUE! | #VALUE! | #VALUE! | #VALUE! | #VALUE! | #VALUE! | #VALUE! | #VALUE! | #VALUE! | #VALUE! | #VALUE! | #VALUE! | #VALUE! | #VALUE! | #VALUE! | #VALUE! | #VALUE! | #VALUE! | #VALUE! | #VALUE! | #VALUE! | #VALUE! | #VALUE! | #VALUE! | #VALUE! | #VALUE! | #VALUE! | #VALUE! | #VALUE! | #VALUE! | #VALUE! | #VALUE! | #VALUE! | #VALUE! | #VALUE! | #VALUE! | #VALUE! | #VALUE! | #VALUE! | #VALUE! | #VALUE! | #VALUE! | #VALUE! | #VALUE! | #VALUE! | #VALUE! | #VALUE! | #VALUE! | #VALUE! | #VALUE! | #VALUE! | #VALUE! | #VALUE! | #VALUE! | #VALUE! | #VALUE! | #VALUE! | #VALUE! | #VALUE! | #VALUE! | #VALUE! | #VALUE! | #VALUE! | #VALUE! | #VALUE! | #VALUE! | #VALUE! | #VALUE! | #VALUE! | #VALUE! | #VALUE! | #VALUE! | #VALUE! | #VALUE! | #VALUE! | #VALUE! | #VALUE! | #VALUE! | #VALUE! | #VALUE! | 120825.2139 | 120825.2139 | 326825.2139 | 120825.2139 | 120825.2139 | 326825.2139 | 120825.2139 | 120825.2139 | 326825.2139 | 120825.2139 | 120825.2139 | 330449.9703 | 124449.9703 | 124449.9703 | 330449.9703 | 124449.9703 | 124449.9703 | 330449.9703 | 124449.9703 | 124449.9703 | 330449.9703 | 124449.9703 | 124449.9703 | 334183.4694 | 128183.4694 | 128183.4694 | 334183.4694 | 128183.4694 | 128183.4694 | 334183.4694 | 128183.4694 | 128183.4694 | 334183.4694 | 128183.4694 | 128183.4694 | 338028.9735 | 132028.9735 | 132028.9735 | 338028.9735 | 132028.9735 | 132028.9735 | 338028.9735 | 132028.9735 | 132028.9735 | 338028.9735 | 132028.9735 | 132028.9735 | 341989.8427 | 135989.8427 | 135989.8427 | 341989.8427 | 135989.8427 | 135989.8427 | 341989.8427 | 137266.6675 | 138581.797 | 344581.797 | 138581.797 | 138581.797
Cuota Banco | [8 empty] | #VALUE! | #VALUE! | #VALUE! | #VALUE! | #VALUE! | #VALUE! | #VALUE! | #VALUE! | #VALUE! | #VALUE! | #VALUE! | #VALUE! | #VALUE! | #VALUE! | #VALUE! | #VALUE! | #VALUE! | #VALUE! | #VALUE! | #VALUE! | #VALUE! | #VALUE! | #VALUE! | #VALUE! | #VALUE! | #VALUE! | #VALUE! | #VALUE! | #VALUE! | #VALUE! | #VALUE! | #VALUE! | #VALUE! | #VALUE! | #VALUE! | #VALUE! | #VALUE! | #VALUE! | #VALUE! | #VALUE! | #VALUE! | #VALUE! | #VALUE! | #VALUE! | #VALUE! | #VALUE! | #VALUE! | #VALUE! | #VALUE! | #VALUE! | #VALUE! | #VALUE! | #VALUE! | #VALUE! | #VALUE! | #VALUE! | #VALUE! | #VALUE! | #VALUE! | #VALUE! | #VALUE! | #VALUE! | #VALUE! | #VALUE! | #VALUE! | #VALUE! | #VALUE! | #VALUE! | #VALUE! | #VALUE! | #VALUE! | #VALUE! | #VALUE! | #VALUE! | #VALUE! | #VALUE! | #VALUE! | #VALUE! | #VALUE! | #VALUE! | #VALUE! | #VALUE! | #VALUE! | #VALUE! | #VALUE! | #VALUE! | #VALUE! | #VALUE! | #VALUE! | #VALUE! | #VALUE! | #VALUE! | #VALUE! | #VALUE! | #VALUE! | #VALUE! | #VALUE! | #VALUE! | #VALUE! | #VALUE! | #VALUE! | #VALUE! | #VALUE! | #VALUE! | #VALUE! | #VALUE! | #VALUE! | #VALUE! | #VALUE! | #VALUE! | #VALUE! | #VALUE! | #VALUE! | #VALUE! | #VALUE! | #VALUE! | #VALUE! | #VALUE! | #VALUE! | #VALUE! | #VALUE! | #VALUE! | #VALUE! | #VALUE! | #VALUE! | #VALUE! | #VALUE! | #VALUE! | #VALUE! | #VALUE! | #VALUE! | #VALUE! | #VALUE! | #VALUE! | #VALUE! | #VALUE! | #VALUE! | #VALUE! | #VALUE! | #VALUE! | #VALUE! | #VALUE! | #VALUE! | #VALUE! | #VALUE! | #VALUE! | #VALUE! | #VALUE! | #VALUE! | #VALUE! | #VALUE! | #VALUE! | #VALUE! | #VALUE! | #VALUE! | #VALUE! | #VALUE! | #VALUE! | #VALUE! | #VALUE! | #VALUE! | #VALUE! | #VALUE! | #VALUE! | #VALUE! | #VALUE! | #VALUE! | #VALUE! | #VALUE! | #VALUE! | #VALUE! | #VALUE! | #VALUE! | #VALUE! | #VALUE! | #VALUE! | #VALUE! | #VALUE! | #VALUE! | #VALUE! | 0 | 0 | 0 | 0 | 0 | 0 | 0 | 0 | 0 | 0 | 0 | 0 | 0 | 0 | 0 | 0 | 0 | 0 | 0 | 0 | 0 | 0 | 0 | 0 | 0 | 0 | 0 | 0 | 0 | 0 | 0 | 0 | 0 | 0 | 0 | 0 | 0 | 0 | 0 | 0 | 0 | 0 | 0 | 0 | 0 | 0 | 0 | 0 | 0 | 0 | 0 | 0 | 0 | 0 | 0 | 0 | 0 | 0
Flujo de caja neto | #REF! | 0 | 0 | 0 | 0 | 0 | 0 | #VALUE! | #VALUE! | #VALUE! | #VALUE! | #VALUE! | #VALUE! | #VALUE! | #VALUE! | #VALUE! | #VALUE! | #VALUE! | #VALUE! | #VALUE! | #VALUE! | #VALUE! | #VALUE! | #VALUE! | #VALUE! | #VALUE! | #VALUE! | #VALUE! | #VALUE! | #VALUE! | #VALUE! | #VALUE! | #VALUE! | #VALUE! | #VALUE! | #VALUE! | #VALUE! | #VALUE! | #VALUE! | #VALUE! | #VALUE! | #VALUE! | #VALUE! | #VALUE! | #VALUE! | #VALUE! | #VALUE! | #VALUE! | #VALUE! | #VALUE! | #VALUE! | #VALUE! | #VALUE! | #VALUE! | #VALUE! | #VALUE! | #VALUE! | #VALUE! | #VALUE! | #VALUE! | #VALUE! | #VALUE! | #VALUE! | #VALUE! | #VALUE! | #VALUE! | #VALUE! | #VALUE! | #VALUE! | #VALUE! | #VALUE! | #VALUE! | #VALUE! | #VALUE! | #VALUE! | #VALUE! | #VALUE! | #VALUE! | #VALUE! | #VALUE! | #VALUE! | #VALUE! | #VALUE! | #VALUE! | #VALUE! | #VALUE! | #VALUE! | #VALUE! | #VALUE! | #VALUE! | #VALUE! | #VALUE! | #VALUE! | #VALUE! | #VALUE! | #VALUE! | #VALUE! | #VALUE! | #VALUE! | #VALUE! | #VALUE! | #VALUE! | #VALUE! | #VALUE! | #VALUE! | #VALUE! | #VALUE! | #VALUE! | #VALUE! | #VALUE! | #VALUE! | #VALUE! | #VALUE! | #VALUE! | #VALUE! | #VALUE! | #VALUE! | #VALUE! | #VALUE! | #VALUE! | #VALUE! | #VALUE! | #VALUE! | #VALUE! | #VALUE! | #VALUE! | #VALUE! | #VALUE! | #VALUE! | #VALUE! | #VALUE! | #VALUE! | #VALUE! | #VALUE! | #VALUE! | #VALUE! | #VALUE! | #VALUE! | #VALUE! | #VALUE! | #VALUE! | #VALUE! | #VALUE! | #VALUE! | #VALUE! | #VALUE! | #VALUE! | #VALUE! | #VALUE! | #VALUE! | #VALUE! | #VALUE! | #VALUE! | #VALUE! | #VALUE! | #VALUE! | #VALUE! | #VALUE! | #VALUE! | #VALUE! | #VALUE! | #VALUE! | #VALUE! | #VALUE! | #VALUE! | #VALUE! | #VALUE! | #VALUE! | #VALUE! | #VALUE! | #VALUE! | #VALUE! | #VALUE! | #VALUE! | #VALUE! | #VALUE! | #VALUE! | #VALUE! | #VALUE! | #VALUE! | #VALUE! | #VALUE! | #VALUE! | #VALUE! | #VALUE! | #VALUE! | #VALUE! | 265869.0891 | 248403.4518 | 97674.2033 | 264786.4455 | 253052.467 | 48988.6901 | 279086.5028 | 269587.8175 | 50717.0582 | 208576.6279 | 204475.9041 | 2328.9382 | 277016.924 | 245665.6453 | 110266.2786 | 275892.921 | 263710.6782 | 59720.8694 | 290739.2727 | 280825.3753 | 61464.6496 | 217491.6007 | 213234.7698 | 11263.7271 | 288566.5396 | 256021.7747 | 123310.0458 | 287399.7479 | 274753.7492 | 70840.4647 | 302811.2732 | 292464.3893 | 72596.8775 | 226728.2991 | 222310.0022 | 20521.3925 | 300528.7945 | 266749.573 | 136817.744 | 299317.7452 | 286192.0707 | 82357.9374 | 315313.8455 | 304515.4613 | 84123.8865 | 236295.1584 | 231709.8909 | 30110.3918 | 312914.5851 | 292639.1328 | 150801.6635 | 311657.7694 | 298036.0665 | 94283.7829 | 326981.5487 | 315565.2359 | 95614.6933 | 246376.3279 | 242463.9972
Flujo de caja acumulado | #REF! | #REF! | #REF! | #REF! | #REF! | #REF! | #REF! | #REF! | #REF! | #REF! | #REF! | #REF! | #REF! | #REF! | #REF! | #REF! | #REF! | #REF! | #REF! | #REF! | #REF! | #REF! | #REF! | #REF! | #REF! | #REF! | #REF! | #REF! | #REF! | #REF! | #REF! | #REF! | #REF! | #REF! | #REF! | #REF! | #REF! | #REF! | #REF! | #REF! | #REF! | #REF! | #REF! | #REF! | #REF! | #REF! | #REF! | #REF! | #REF! | #REF! | #REF! | #REF! | #REF! | #REF! | #REF! | #REF! | #REF! | #REF! | #REF! | #REF! | #REF! | #REF! | #REF! | #REF! | #REF! | #REF! | #REF! | #REF! | #REF! | #REF! | #REF! | #REF! | #REF! | #REF! | #REF! | #REF! | #REF! | #REF! | #REF! | #REF! | #REF! | #REF! | #REF! | #REF! | #REF! | #REF! | #REF! | #REF! | #REF! | #REF! | #REF! | #REF! | #REF! | #REF! | #REF! | #REF! | #REF! | #REF! | #REF! | #REF! | #REF! | #REF! | #REF! | #REF! | #REF! | #REF! | #REF! | #REF! | #REF! | #REF! | #REF! | #REF! | #REF! | #REF! | #REF! | #REF! | #REF! | #REF! | #REF! | #REF! | #REF! | #REF! | #REF! | #REF! | #REF! | #REF! | #REF! | #REF! | #REF! | #REF! | #REF! | #REF! | #REF! | #REF! | #REF! | #REF! | #REF! | #REF! | #REF! | #REF! | #REF! | #REF! | #REF! | #REF! | #REF! | #REF! | #REF! | #REF! | #REF! | #REF! | #REF! | #REF! | #REF! | #REF! | #REF! | #REF! | #REF! | #REF! | #REF! | #REF! | #REF! | #REF! | #REF! | #REF! | #REF! | #REF! | #REF! | #REF! | #REF! | #REF! | #REF! | #REF! | #REF! | #REF! | #REF! | #REF! | #REF! | #REF! | #REF! | #REF! | #REF! | #REF! | #REF! | #REF! | #REF! | #REF! | #REF! | #REF! | #REF! | #REF! | #REF! | #REF! | #REF! | #REF! | #REF! | #REF! | #REF! | #REF! | #REF! | #REF! | #REF! | #REF! | #REF! | #REF! | #REF! | #REF! | #REF! | #REF! | #REF! | #REF! | #REF! | #REF! | #REF! | #REF! | #REF! | #REF! | #REF! | #REF! | #REF! | #REF! | #REF! | #REF! | #REF! | #REF! | #REF! | #REF! | #REF! | #REF! | #REF! | #REF! | #REF! | #REF! | #REF! | #REF! | #REF! | #REF! | #REF! | #REF! | #REF! | #REF! | #REF! | #REF! | #REF! | #REF! | #REF! | #REF!
|  | 2024 | 2025 | 2026 | 2027 | 2028 | 2029 | 2030 | 2031 | 2032 | 2033 | 2034 | 2035 | 2036 | 2037 | 2038 | 2039 | 2040 | 2041 | 2042 | 2043 | 2044
| Ingreso | 0 | 2052666.0605 | 2559640.4908 | 2684873.5385 | 2774388.4219 | 2893951.8007 | 2969623.7378 | 3097655.6787 | 3244953.3538 | 3379716.4896 | 3542227.9008 | 3680055.0198 | 3833754.7192 | 3970638.8305 | 4123694.312 | 4282128.7445 | 4458829.4074 | 4615757.5665 | 4791268.5234 | 4972791.182 | 5184967.9498
| Costo | #REF! | #VALUE! | #VALUE! | #VALUE! | #VALUE! | #VALUE! | #VALUE! | #VALUE! | #VALUE! | #VALUE! | #VALUE! | #VALUE! | #VALUE! | #VALUE! | #VALUE! | #VALUE! | #VALUE! | 2317399.6438 | 2362201.6331 | 2408347.6821 | 2467522.7547
| Flujo caja neto | #REF! | #VALUE! | #VALUE! | #VALUE! | #VALUE! | #VALUE! | #VALUE! | #VALUE! | #VALUE! | #VALUE! | #VALUE! | #VALUE! | #VALUE! | #VALUE! | #VALUE! | #VALUE! | #VALUE! | 2298357.9227 | 2429066.8903 | 2564443.4999 | 2717445.1951
| Flujo acumulado | #REF! | #VALUE! | #VALUE! | #VALUE! | #VALUE! | #VALUE! | #VALUE! | #VALUE! | #VALUE! | #VALUE! | #VALUE! | #VALUE! | #VALUE! | #VALUE! | #VALUE! | #VALUE! | #VALUE! | #VALUE! | #VALUE! | #VALUE! | #VALUE!
[15 empty] | 2025 | 2026
| 5 años | 2024: 10 años; 2025: 15 años; 2026: 20 años; 2036: Ingreso promedio mensual; 2037: 0.17106; 2038: 0.18646
VPN | #VALUE! | 2024: #VALUE!; 2025: #VALUE!; 2026: #VALUE!; 2036: Costo promedio mensual; 2037: #VALUE!; 2038: #VALUE!
TIR | #VALUE! | 2024: #VALUE!; 2025: #VALUE!; 2026: #VALUE!; 2036: Flujo de caja libre; 2037: #VALUE!; 2038: #VALUE!
Ingresos corrientes | 12965520.3124 | 2024: 29199697.473; 2025: 53548798.5064; 2026: 73113583.7282
Costos Corrientes | #VALUE! | 2024: #VALUE!; 2025: #VALUE!; 2026: #VALUE!
Utilidad corriente | #VALUE! | 2024: #VALUE!; 2025: #VALUE!; 2026: #VALUE!
Retorno inversión | 0 | 2024: 0; 2025: 0; 2026: 0
Inversión | #REF! | 2024: #REF!; 2025: #REF!; 2026: #REF!
Utilidad corriente | #VALUE! | 2024: #VALUE!; 2025: #VALUE!; 2026: #VALUE!
Tarifa Base | 288.6839
|  | PPA | EPC | Esperado | 25%
Energia Producida |  | 2024: 133254.4642
Tarifa |  | 2024: 0; 2026: #REF!
One Time |  | 2024: 0; 2026: 0
Ingreso |  | 2024: 0; 2025: #REF!; 2026: #REF!
Costos |  | 2024: #REF!; 2025: #REF!; 2026: #REF!
Banco |  | 2024: #REF!
Mantenimiento |  | 2024: 6300000
Reposición |  | 2024: #REF!
Operación |  | 2024: #REF!
Utilidad |  | 2024: #REF!; 2025: #REF!; 2026: #REF!
Capex |  | 2024: #REF!; 2025: #REF!
|  | #REF! | #REF!
| MCOP | 2024 | 2025 | 2026 | 2027 | 2028 | 2029 | 2030 | 2031 | 2032 | 2033 | 2034 | 2035 | 2036 | 2037 | 2038 | 2039 | 2040 | 2041 | 2042 | 2043 | 2044
| Ingreso | 0 | 2.0527 | 2.5596 | 2.6849 | 2.7744 | 2.894 | 2.9696 | 3.0977 | 3.245 | 3.3797 | 3.5422 | 3.6801 | 3.8338 | 3.9706 | 4.1237 | 4.2821 | 4.4588 | 4.6158 | 4.7913 | 4.9728 | 5.185
| Costo | #REF! | #VALUE! | #VALUE! | #VALUE! | #VALUE! | #VALUE! | #VALUE! | #VALUE! | #VALUE! | #VALUE! | #VALUE! | #VALUE! | #VALUE! | #VALUE! | #VALUE! | #VALUE! | #VALUE! | 2.3174 | 2.3622 | 2.4083 | 2.4675
| Flujo de caja libre | #REF! | #VALUE! | #VALUE! | #VALUE! | #VALUE! | #VALUE! | #VALUE! | #VALUE! | #VALUE! | #VALUE! | #VALUE! | #VALUE! | #VALUE! | #VALUE! | #VALUE! | #VALUE! | #VALUE! | 2.2984 | 2.4291 | 2.5644 | 2.7174
|  |  | Ene | Feb | Mar | Abr | May | Jun | Jul | Ago | Sep | Oct | Nov | Dic | Ene | Feb
|  | Ingreso | 0 | 0 | 0.19623 | 0.23366 | 0.21225 | 0.20579 | 0.20686 | 0.22012 | 0.21689 | 0.20298 | 0.183 | 0.17489 | 0.18487 | 0.22303
|  | Costo | 0 | #VALUE! | #VALUE! | #VALUE! | #VALUE! | #VALUE! | #VALUE! | #VALUE! | #VALUE! | #VALUE! | #VALUE! | #VALUE! | #VALUE! | #VALUE!
|  | Flujo de caja libre | 0 | #VALUE! | #VALUE! | #VALUE! | #VALUE! | #VALUE! | #VALUE! | #VALUE! | #VALUE! | #VALUE! | #VALUE! | #VALUE! | #VALUE! | #VALUE!
#NAME?
#NAME?
#NAME?
#NAME?
#NAME?
#NAME?
#NAME?
#NAME?
#NAME?
#NAME?
#NAME?
#NAME?
#NAME?
#NAME?
#NAME?
#NAME?
#NAME?
#NAME?
#NAME?
#NAME?
#NAME?
#NAME?
#NAME?
#NAME?
#NAME?
#NAME?

## EEFF
Impuesto Renta | 35%
[22 empty] | Gastos administrativos | 3%
Corto Plazo
| 2025 | 2026 | 2027 | 2028 | 2029 | 2030 | 2031 | 2032 | 2033 | 2034 | 2035 | 2036 | 2037 | 2038 | 2039 | 2040 | 2041 | 2042 | 2043 | 2044 | Total 5 años
Ingresos | 2208928.8812 | 2991825.8719 | 3078428.7212 | 3176609.8409 | 3254957.2158 | 3335384.9541 | 3417708.8951 | 3512016.6913 | 3588211.7111 | 3689097.4915 | 3759636.8038 | 3842042.0982 | 3903443.1862 | 3976691.3998 | 4050821.4074 | 4137618.5413 | 4201673.1668 | 4278364.0807 | 4355874.9435 | 4455191.1474 | 14710750.531
Costos | 0 | 50000 | 1127000 | 1142270 | 1151818.1 | 1594025.7462 | 1935229.5875 | 1968566.4751 | 2002903.4693 | 2038270.5734 | 2074698.6906 | 2112219.6513 | 2150866.2409 | 2190672.2281 | 2231672.3949 | 2273902.5668 | 2317399.6438 | 2362201.6331 | 2408347.6821 | 2467522.7547 | 3471088.1 |  | 0%
Mantenimiento | 0 | 0 | 818000 | 824000 | 824000 | 824000 | 824000 | 824000 | 824000 | 824000 | 824000 | 824000 | 824000 | 824000 | 824000 | 824000 | 824000 | 824000 | 824000 | 824000 | 2466000 |  | 0%
Reposición | 0 | 0 | 0 | 0 | 0 | 432373.1032 | 763447.3652 | 786350.7861 | 809941.3097 | 834239.549 | 859266.7355 | 885044.7375 | 911596.0797 | 938943.962 | 967112.2809 | 996125.6493 | 1026009.4188 | 1056789.7014 | 1088493.3924 | 1121148.1942 | 0
Operación | 0 | 50000 | 309000 | 318270 | 327818.1 | 337652.643 | 347782.2223 | 358215.689 | 368962.1596 | 380031.0244 | 391431.9551 | 403174.9138 | 415270.1612 | 427728.2661 | 440560.114 | 453776.9175 | 467390.225 | 481411.9317 | 495854.2897 | 522374.5605 | 1005088.1
Utilidad Operacional | 2208928.8812 | 2941825.8719 | 1951428.7212 | 2034339.8409 | 2103139.1158 | 1741359.2078 | 1482479.3077 | 1543450.2163 | 1585308.2417 | 1650826.9181 | 1684938.1132 | 1729822.4469 | 1752576.9453 | 1786019.1717 | 1819149.0124 | 1863715.9745 | 1884273.523 | 1916162.4476 | 1947527.2614 | 1987668.3927 | 11239662.431
Margen Operacional | 100% | 98.33% | 63.39% | 64.04% | 64.61% | 52.21% | 43.38% | 43.95% | 44.18% | 44.75% | 44.82% | 45.02% | 44.9% | 44.91% | 44.91% | 45.04% | 44.85% | 44.79% | 44.71% | 44.61%
Gastos administrativos | 66267.8664 | 89754.7762 | 92352.8616 | 95298.2952 | 97648.7165 | 100061.5486 | 102531.2669 | 105360.5007 | 107646.3513 | 110672.9247 | 112789.1041 | 115261.2629 | 117103.2956 | 119300.742 | 121524.6422 | 124128.5562 | 126050.195 | 128350.9224 | 130676.2483 | 133655.7344 | 441322.5159 | 3%
Seguros | 0 | 113068.1496 | 632575.0823 | 538342.5931 | 417656.07 | 263089.031 | 70208.097 | 0 | 0 | 0 | 0 | 0 | 0 | 0 | 0 | 0 | 0 | 0 | 0 | 0 | 1701641.895
Ebitda corto plazo | 2142661.0148 | 2739002.9462 | 1226500.7772 | 1400698.9526 | 1587834.3293 | 1378208.6282 | 1309739.9438 | 1438089.7155 | 1477661.8904 | 1540153.9934 | 1572149.009 | 1614561.184 | 1635473.6497 | 1666718.4297 | 1697624.3702 | 1739587.4183 | 1758223.328 | 1787811.5251 | 1816851.0131 | 1854012.6583 | 9096698.0201
Margen Ebitda | 97% | 91.55% | 39.84% | 44.09% | 48.78% | 41.32% | 38.32% | 40.95% | 41.18% | 41.75% | 41.82% | 42.02% | 41.9% | 41.91% | 41.91% | 42.04% | 41.85% | 41.79% | 41.71% | 41.61%
Depreciación | #REF! | #REF! | #REF! | #REF! | #REF! | 0 | 0 | 0 | 0 | 0 | 0 | 0 | 0 | 0 | 0 | 0 | 0 | 0 | 0 | 0 | #REF!
EBIT | #REF! | #REF! | #REF! | #REF! | #REF! | 1378208.6282 | 1309739.9438 | 1438089.7155 | 1477661.8904 | 1540153.9934 | 1572149.009 | 1614561.184 | 1635473.6497 | 1666718.4297 | 1697624.3702 | 1739587.4183 | 1758223.328 | 1787811.5251 | 1816851.0131 | 1854012.6583
Gastos Financieros | 0 | 0 | 0 | 0 | 0 | 0 | 1532247.4644 | 0 | 0 | 0 | 0 | 0 | 0 | 0 | 0 | 0 | 0 | 0 | 0 | 0 | 0
Utilidad antes de impuestos | #REF! | #REF! | #REF! | #REF! | #REF! | 1378208.6282 | -222507.5206 | 1438089.7155 | 1477661.8904 | 1540153.9934 | 1572149.009 | 1614561.184 | 1635473.6497 | 1666718.4297 | 1697624.3702 | 1739587.4183 | 1758223.328 | 1787811.5251 | 1816851.0131 | 1854012.6583
Provisión impuesto renta | #REF! | #REF! | #REF! | #REF! | #REF! | 482373.0199 | -77877.6322 | 503331.4004 | 517181.6616 | 539053.8977 | 550252.1532 | 565096.4144 | 572415.7774 | 583351.4504 | 594168.5296 | 608855.5964 | 615378.1648 | 625734.0338 | 635897.8546 | 648904.4304 | #REF!
Dto Beneficios tributatiros | #REF! | #REF! | #REF! | #REF! | #REF! | [15 empty] | #REF!
ICA | 33133.9332 | 44877.3881 | 46176.4308 | 47649.1476 | 48824.3582 | 50030.7743 | 51265.6334 | 52680.2504 | 53823.1757 | 55336.4624 | 56394.5521 | 57630.6315 | 58551.6478 | 59650.371 | 60762.3211 | 62064.2781 | 63025.0975 | 64175.4612 | 65338.1242 | 66827.8672 | 220661.258
Utilidad Neta | #REF! | #REF! | #REF! | #REF! | #REF! | 845804.834 | -195895.5218 | 882078.0647 | 906657.0531 | 945763.6333 | 965502.3038 | 991834.1381 | 1004506.2245 | 1023716.6083 | 1042693.5195 | 1068667.5438 | 1079820.0657 | 1097902.0301 | 1115615.0344 | 1138280.3607 | #REF!
Margen Neto | #REF! | #REF! | #REF! | #REF! | #REF! | 25.36% | -5.732% | 25.12% | 25.27% | 25.64% | 25.68% | 25.82% | 25.73% | 25.74% | 25.74% | 25.83% | 25.7% | 25.66% | 25.61% | 25.55%
Capital | 0 | 850586.0226 | 5910577.383 | 7569862.9961 | 9694962.4489 | 12416644.3877 | 12971435.7045
FCO Corto Plazo | 2142661.0148 | 1888416.9236 | -4684076.6057 | -6169164.0435 | -8107128.1196 | -11038435.7596 | -13193943.225 | 1438089.7155 | 1477661.8904 | 1540153.9934 | 1572149.009 | 1614561.184 | 1635473.6497 | 1666718.4297 | 1697624.3702 | 1739587.4183 | 1758223.328 | 1787811.5251 | 1816851.0131 | 1854012.6583
Flujo de caja Operativo DI | #REF! | #REF! | #REF! | #REF! | #REF! | 895835.6083 | -222507.5206 | 934758.3151 | 960480.2288 | 1001100.0957 | 1021896.8559 | 1049464.7696 | 1063057.8723 | 1083366.9793 | 1103455.8406 | 1130731.8219 | 1142845.1632 | 1162077.4913 | 1180953.1585 | 1205108.2279
Cuota del banco | 0 | 963654.1722 | 6543152.4653 | 8108205.5891 | 10112618.519 | 12679733.4188 | 14573891.2658 | 0 | 0 | 0 | 0 | 0 | 0 | 0 | 0 | 0 | 0 | 0 | 0 | 0
Deduccción impuesto renta | 50% de la inversión | en un periodo 5 años
#REF!
Posible descontar en el proyecto | #REF!
Saldo por descontar | #REF!
Condiciones | Período 5 años
Anualmente max 50%
50% Impuesto Renta | #REF! | #REF! | #REF! | #REF! | #REF! |  | 0
Impuesto Renta | 35%
[7 empty] | Gastos administrativos | 10%
Mediano Plazo | Con Beneficios Tributarios
| 2025 | 2026 | 2027 | 2028 | 2029 | 2030 | 2031 | 2032 | 2033 | 2034 | 2035 | 2036 | 2037 | 2038 | 2039 | 2040 | 2041 | 2042 | 2043 | 2044 | Total 10 años
Ingresos | 2442412.7809 | 2991825.8719 | 3078428.7212 | 3176609.8409 | 3254957.2158 | 3335384.9541 | 3417708.8951 | 3512016.6913 | 3588211.7111 | 3689097.4915 | 3759636.8038 | 3842042.0982 | 3903443.1862 | 3976691.3998 | 4050821.4074 | 4137618.5413 | 4201673.1668 | 4278364.0807 | 4355874.9435 | 4455191.1474 | 36246290.9776
Costos | 0 | 50000 | 1127000 | 1142270 | 1151818.1 | 1594025.7462 | 1935229.5875 | 1968566.4751 | 2002903.4693 | 2038270.5734 | 2074698.6906 | 2112219.6513 | 2150866.2409 | 2190672.2281 | 2231672.3949 | 2273902.5668 | 2317399.6438 | 2362201.6331 | 2408347.6821 | 2467522.7547 | 15084782.6421 | 41.62%
Mantenimiento | 0 | 0 | 818000 | 824000 | 824000 | 824000 | 824000 | 824000 | 824000 | 824000 | 824000 | 824000 | 824000 | 824000 | 824000 | 824000 | 824000 | 824000 | 824000 | 824000 | 7410000 | 20.44%
Reposición | 0 | 0 | 0 | 0 | 0 | 432373.1032 | 763447.3652 | 786350.7861 | 809941.3097 | 834239.549 | 859266.7355 | 885044.7375 | 911596.0797 | 938943.962 | 967112.2809 | 996125.6493 | 1026009.4188 | 1056789.7014 | 1088493.3924 | 1121148.1942 | 4485618.8487 | 12.38%
Operación | 0 | 50000 | 309000 | 318270 | 327818.1 | 337652.643 | 347782.2223 | 358215.689 | 368962.1596 | 380031.0244 | 391431.9551 | 403174.9138 | 415270.1612 | 427728.2661 | 440560.114 | 453776.9175 | 467390.225 | 481411.9317 | 495854.2897 | 522374.5605 | 3189163.7934 | 8.799%
Utilidad Operacional | 2442412.7809 | 2941825.8719 | 1951428.7212 | 2034339.8409 | 2103139.1158 | 1741359.2078 | 1482479.3077 | 1543450.2163 | 1585308.2417 | 1650826.9181 | 1684938.1132 | 1729822.4469 | 1752576.9453 | 1786019.1717 | 1819149.0124 | 1863715.9745 | 1884273.523 | 1916162.4476 | 1947527.2614 | 1987668.3927 | 21161508.3354
Margen Operacional | 100% | 98.33% | 63.39% | 64.04% | 64.61% | 52.21% | 43.38% | 43.95% | 44.18% | 44.75% | 44.82% | 45.02% | 44.9% | 44.91% | 44.91% | 45.04% | 44.85% | 44.79% | 44.71% | 44.61%
Gastos administrativos | 244241.2781 | 299182.5872 | 307842.8721 | 317660.9841 | 325495.7216 | 333538.4954 | 341770.8895 | 351201.6691 | 358821.1711 | 368909.7492 | 375963.6804 | 384204.2098 | 390344.3186 | 397669.14 | 405082.1407 | 413761.8541 | 420167.3167 | 427836.4081 | 435587.4944 | 445519.1147 | 3624629.0978 | 10%
Seguros | #VALUE! | #VALUE! | #VALUE! | #VALUE! | #VALUE! | #VALUE! | #VALUE! | #VALUE! | #VALUE! | #VALUE! | #VALUE! | 0 | 0 | 0 | 0 | 0 | 0 | 0 | 0 | 0 | #VALUE!
Ebitda Mediano Plazo | #VALUE! | #VALUE! | #VALUE! | #VALUE! | #VALUE! | #VALUE! | #VALUE! | #VALUE! | #VALUE! | #VALUE! | #VALUE! | 1345618.2371 | 1362232.6267 | 1388350.0317 | 1414066.8717 | 1449954.1204 | 1464106.2063 | 1488326.0395 | 1511939.7671 | 1542149.278 | #VALUE!
Margen Ebitda | #VALUE! | #VALUE! | #VALUE! | #VALUE! | #VALUE! | #VALUE! | #VALUE! | #VALUE! | #VALUE! | #VALUE! | #VALUE! | 35.02% | 34.9% | 34.91% | 34.91% | 35.04% | 34.85% | 34.79% | 34.71% | 34.61%
Depreciación | #REF! | #REF! | #REF! | #REF! | #REF!
EBIT | #VALUE! | #VALUE! | #VALUE! | #VALUE! | #VALUE! | #VALUE! | #VALUE! | #VALUE! | #VALUE! | #VALUE! | #VALUE! | 1345618.2371 | 1362232.6267 | 1388350.0317 | 1414066.8717 | 1449954.1204 | 1464106.2063 | 1488326.0395 | 1511939.7671 | 1542149.278 | #VALUE!
Gastos Financieros | 0 | 0 | 0 | 0 | 0 | 0 | 0 | 0 | 0 | 0 | 0 | 0 | 0 | 0 | 0 | 0 | 0 | 0 | 0 | 0 | 0
Utilidad antes de impuestos | #VALUE! | #VALUE! | #VALUE! | #VALUE! | #VALUE! | #VALUE! | #VALUE! | #VALUE! | #VALUE! | #VALUE! | #VALUE! | 1345618.2371 | 1362232.6267 | 1388350.0317 | 1414066.8717 | 1449954.1204 | 1464106.2063 | 1488326.0395 | 1511939.7671 | 1542149.278
Provisión impuesto renta | #VALUE! | #VALUE! | #VALUE! | #VALUE! | #VALUE! | #VALUE! | #VALUE! | #VALUE! | #VALUE! | #VALUE! | #VALUE! | 470966.383 | 476781.4193 | 485922.5111 | 494923.4051 | 507483.9421 | 512437.1722 | 520914.1138 | 529178.9185 | 539752.2473
Dto Beneficios tributatiros | #VALUE! | #VALUE! | #VALUE! | #VALUE! | #VALUE! | 0 | 0 | 0 | 0 | 0
Utilidad Neta | #VALUE! | #VALUE! | #VALUE! | #VALUE! | #VALUE! | #VALUE! | #VALUE! | #VALUE! | #VALUE! | #VALUE! | #VALUE! | 874651.8541 | 885451.2073 | 902427.5206 | 919143.4666 | 942470.1783 | 951669.0341 | 967411.9257 | 982760.8486 | 1002397.0307
Margen Neto | #VALUE! | #VALUE! | #VALUE! | #VALUE! | #VALUE! | #VALUE! | #VALUE! | #VALUE! | #VALUE! | #VALUE! | #VALUE! | 22.77% | 22.68% | 22.69% | 22.69% | 22.78% | 22.65% | 22.61% | 22.56% | 22.5%
Capital | 0 | 0 | 0 | 0 | 0 | 0 | 0 | 0 | 0 | 0 | 0 | 0 | 0 | 0 | 0 | 0 | 0 | 0 | 0 | 0
FCO Mediano Plazo | #VALUE! | #VALUE! | #VALUE! | #VALUE! | #VALUE! | #VALUE! | #VALUE! | #VALUE! | #VALUE! | #VALUE! | #VALUE! | 1345618.2371 | 1362232.6267 | 1388350.0317 | 1414066.8717 | 1449954.1204 | 1464106.2063 | 1488326.0395 | 1511939.7671 | 1542149.278
Flujo de caja Operativo DI | #VALUE! | #VALUE! | #VALUE! | #VALUE! | #VALUE! | #VALUE! | #VALUE! | #VALUE! | #VALUE! | #VALUE! | #VALUE! | 874651.8541 | 885451.2073 | 902427.5206 | 919143.4666 | 942470.1783 | 951669.0341 | 967411.9257 | 982760.8486 | 1002397.0307
Deduccción impuesto renta | 50% de la inversión | en un periodo 5 años
#REF!
Posible descontar en el proyecto | #VALUE!
Saldo por descontar | #REF!
[7 empty] | Gastos administrativos | 10%
Largo Plazo | Con Beneficios Tributarios
| 2025 | 2026 | 2027 | 2028 | 2029 | 2030 | 2031 | 2032 | 2033 | 2034 | 2035 | 2036 | 2037 | 2038 | 2039 | 2040 | 2041 | 2042 | 2043 | 2044 | Total
Ingresos | 2052666.0605 | 2559640.4908 | 2684873.5385 | 2774388.4219 | 2893951.8007 | 2969623.7378 | 3097655.6787 | 3244953.3538 | 3379716.4896 | 3542227.9008 | 3680055.0198 | 3833754.7192 | 3970638.8305 | 4123694.312 | 4282128.7445 | 4458829.4074 | 4615757.5665 | 4791268.5234 | 4972791.182 | 5184967.9498 | 53548798.5064
Costos | 0 | 50000 | 1127000 | 1142270 | 1151818.1 | 1594025.7462 | 1935229.5875 | 1968566.4751 | 2002903.4693 | 2038270.5734 | 2074698.6906 | 2112219.6513 | 2150866.2409 | 2190672.2281 | 2231672.3949 | 2273902.5668 | 2317399.6438 | 2362201.6331 | 2408347.6821 | 2467522.7547 | 26044115.7242 | 48.64%
Mantenimiento | 0 | 0 | 818000 | 824000 | 824000 | 824000 | 824000 | 824000 | 824000 | 824000 | 824000 | 824000 | 824000 | 824000 | 824000 | 824000 | 824000 | 824000 | 824000 | 824000 | 11530000 | 21.53%
Reposición | 0 | 0 | 0 | 0 | 0 | 432373.1032 | 763447.3652 | 786350.7861 | 809941.3097 | 834239.549 | 859266.7355 | 885044.7375 | 911596.0797 | 938943.962 | 967112.2809 | 996125.6493 | 1026009.4188 | 1056789.7014 | 1088493.3924 | 1121148.1942 | 9184441.5582 | 17.15%
Operación | 0 | 50000 | 309000 | 318270 | 327818.1 | 337652.643 | 347782.2223 | 358215.689 | 368962.1596 | 380031.0244 | 391431.9551 | 403174.9138 | 415270.1612 | 427728.2661 | 440560.114 | 453776.9175 | 467390.225 | 481411.9317 | 495854.2897 | 522374.5605 | 5329674.166 | 9.953%
Utilidad Operacional | 2052666.0605 | 2509640.4908 | 1557873.5385 | 1632118.4219 | 1742133.7007 | 1375597.9916 | 1162426.0912 | 1276386.8787 | 1376813.0203 | 1503957.3274 | 1605356.3291 | 1721535.0679 | 1819772.5897 | 1933022.0839 | 2050456.3495 | 2184926.8406 | 2298357.9227 | 2429066.8903 | 2564443.4999 | 2717445.1951 | 27504682.7822
Margen Operacional | 100% | 98.05% | 58.02% | 58.83% | 60.2% | 46.32% | 37.53% | 39.33% | 40.74% | 42.46% | 43.62% | 44.9% | 45.83% | 46.88% | 47.88% | 49% | 49.79% | 50.7% | 51.57% | 52.41%
Gastos administrativos | 205266.6061 | 255964.0491 | 268487.3539 | 277438.8422 | 289395.1801 | 296962.3738 | 309765.5679 | 324495.3354 | 337971.649 | 354222.7901 | 368005.502 | 383375.4719 | 397063.8831 | 412369.4312 | 428212.8744 | 445882.9407 | 461575.7567 | 479126.8523 | 497279.1182 | 518496.795 | 5354879.8506 | 10%
Seguros | #VALUE! | #VALUE! | #VALUE! | #VALUE! | #VALUE! | #VALUE! | #VALUE! | #VALUE! | #VALUE! | #VALUE! | #VALUE! | #VALUE! | #VALUE! | #VALUE! | #VALUE! | #VALUE! | 0 | 0 | 0 | 0 | #VALUE!
Ebitda Largo plazo | #VALUE! | #VALUE! | #VALUE! | #VALUE! | #VALUE! | #VALUE! | #VALUE! | #VALUE! | #VALUE! | #VALUE! | #VALUE! | #VALUE! | #VALUE! | #VALUE! | #VALUE! | #VALUE! | 1836782.1661 | 1949940.038 | 2067164.3817 | 2198948.4001 | #VALUE!
Margen Ebitda | #VALUE! | #VALUE! | #VALUE! | #VALUE! | #VALUE! | #VALUE! | #VALUE! | #VALUE! | #VALUE! | #VALUE! | #VALUE! | #VALUE! | #VALUE! | #VALUE! | #VALUE! | #VALUE! | 39.79% | 40.7% | 41.57% | 42.41%
Depreciación | #REF! | #REF! | #REF! | #REF! | #REF!
EBIT | #VALUE! | #VALUE! | #VALUE! | #VALUE! | #VALUE! | #VALUE! | #VALUE! | #VALUE! | #VALUE! | #VALUE! | #VALUE! | #VALUE! | #VALUE! | #VALUE! | #VALUE! | #VALUE! | 1836782.1661 | 1949940.038 | 2067164.3817 | 2198948.4001 | #VALUE!
Gastos Financieros | 0 | 0 | 0 | 0 | 0 | 0 | 0 | 0 | 0 | 0 | 0 | 0 | 0 | 0 | 0 | 0 | 0 | 0 | 0 | 0 | 0
Utilidad antes de impuestos | #VALUE! | #VALUE! | #VALUE! | #VALUE! | #VALUE! | #VALUE! | #VALUE! | #VALUE! | #VALUE! | #VALUE! | #VALUE! | #VALUE! | #VALUE! | #VALUE! | #VALUE! | #VALUE! | 1836782.1661 | 1949940.038 | 2067164.3817 | 2198948.4001 | #VALUE!
Provisión impuesto renta | #VALUE! | #VALUE! | #VALUE! | #VALUE! | #VALUE! | #VALUE! | #VALUE! | #VALUE! | #VALUE! | #VALUE! | #VALUE! | #VALUE! | #VALUE! | #VALUE! | #VALUE! | #VALUE! | 642873.7581 | 682479.0133 | 723507.5336 | 769631.94 | #VALUE!
Dto Beneficios tributatiros | #VALUE! | #VALUE! | #VALUE! | #VALUE! | #VALUE! | #VALUE! | #VALUE! | #VALUE! | #VALUE! | #VALUE! | #VALUE! | #VALUE! | #VALUE! | #VALUE! | #VALUE! | #VALUE! | 321436.8791 | 341239.5066 | 361753.7668 | 384815.97 | #VALUE!
Utilidad Neta | #VALUE! | #VALUE! | #VALUE! | #VALUE! | #VALUE! | #VALUE! | #VALUE! | #VALUE! | #VALUE! | #VALUE! | #VALUE! | #VALUE! | #VALUE! | #VALUE! | #VALUE! | #VALUE! | 1515345.287 | 1608700.5313 | 1705410.6149 | 1814132.4301 | #VALUE!
Margen Neto | #VALUE! | #VALUE! | #VALUE! | #VALUE! | #VALUE! | #VALUE! | #VALUE! | #VALUE! | #VALUE! | #VALUE! | #VALUE! | #VALUE! | #VALUE! | #VALUE! | #VALUE! | #VALUE! | 32.83% | 33.58% | 34.29% | 34.99%
Capital | 0 | 0 | 0 | 0 | 0 | 0 | 0 | 0 | 0 | 0 | 0 | 0 | 0 | 0 | 0 | 0 | 0 | 0 | 0 | 0
FCO Largo Plazo | #VALUE! | #VALUE! | #VALUE! | #VALUE! | #VALUE! | #VALUE! | #VALUE! | #VALUE! | #VALUE! | #VALUE! | #VALUE! | #VALUE! | #VALUE! | #VALUE! | #VALUE! | #VALUE! | 1836782.1661 | 1949940.038 | 2067164.3817 | 2198948.4001 | #VALUE!
Flujo de caja Operativo DI | #VALUE! | #VALUE! | #VALUE! | #VALUE! | #VALUE! | #VALUE! | #VALUE! | #VALUE! | #VALUE! | #VALUE! | #VALUE! | #VALUE! | #VALUE! | #VALUE! | #VALUE! | #VALUE! | 39.79% | 40.7% | 41.57% | 42.41%
Deduccción impuesto renta | 50% de la inversión | en un periodo 5 años
#REF!
Posible descontar en el proyecto | #VALUE!
Saldo por descontar | #REF!
Comparativo Tarifas | 2025 | 2026 | 2027 | 2028 | 2029 | 2030 | 2031 | 2032 | 2033 | 2034 | 2035 | 2036 | 2037 | 2038 | 2039 | 2040 | 2041 | 2042 | 2043 | 2044
Corto Plazo | 117.7644 | 120.7085 | 124.3297 | 128.0596 | 131.9014 | 135.8585 | 139.9342 | 144.1322 | 148.4562 | 152.9099 | 157.4972 | 162.2221 | 167.0888 | 172.1014 | 177.2645 | 182.5824 | 188.0599 | 193.7017 | 199.5127 | 205.4981
Mediano Plazo | 117.7644 | 120.7085 | 124.3297 | 128.0596 | 131.9014 | 135.8585 | 139.9342 | 144.1322 | 148.4562 | 152.9099 | 157.4972 | 162.2221 | 167.0888 | 172.1014 | 177.2645 | 182.5824 | 188.0599 | 193.7017 | 199.5127 | 205.4981
Largo Plazo | 98.9722 | 103.9208 | 109.1168 | 112.3903 | 118.0099 | 121.5502 | 127.6277 | 134.009 | 140.7095 | 147.745 | 155.1322 | 162.8888 | 171.0333 | 179.5849 | 188.5642 | 197.9924 | 207.892 | 218.2866 | 229.201 | 240.661

## A O&M
| 2025 | 2026 | 2027 | 2028 | 2029 | 2030 | 2031 | 2032 | 2033 | 2034 | 2035 | 2036 | 2037 | 2038 | 2039 | 2040 | 2041 | 2042 | 2043 | 2044
O&M | 0 | 50000 | 1127000 | 1142270 | 1151818.1 | 1594025.7462 | 1935229.5875 | 1968566.4751 | 2002903.4693 | 2038270.5734 | 2074698.6906 | 2112219.6513 | 2150866.2409 | 2190672.2281 | 2231672.3949 | 2273902.5668 | 2317399.6438 | 2362201.6331 | 2408347.6821 | 2467522.7547
Mantenimiento | 0 | 0 | 818000 | 824000 | 824000 | 824000 | 824000 | 824000 | 824000 | 824000 | 824000 | 824000 | 824000 | 824000 | 824000 | 824000 | 824000 | 824000 | 824000 | 824000
Reposición | 0 | 0 | 0 | 0 | 0 | 432373.1032 | 763447.3652 | 786350.7861 | 809941.3097 | 834239.549 | 859266.7355 | 885044.7375 | 911596.0797 | 938943.962 | 967112.2809 | 996125.6493 | 1026009.4188 | 1056789.7014 | 1088493.3924 | 1121148.1942
Operación | 0 | 50000 | 309000 | 318270 | 327818.1 | 337652.643 | 347782.2223 | 358215.689 | 368962.1596 | 380031.0244 | 391431.9551 | 403174.9138 | 415270.1612 | 427728.2661 | 440560.114 | 453776.9175 | 467390.225 | 481411.9317 | 495854.2897 | 522374.5605
Administración | 66267.8664 | 89754.7762 | 92352.8616 | 95298.2952 | 97648.7165 | 100061.5486 | 102531.2669 | 105360.5007 | 107646.3513 | 110672.9247 | 112789.1041 | 115261.2629 | 117103.2956 | 119300.742 | 121524.6422 | 124128.5562 | 126050.195 | 128350.9224 | 130676.2483 | 133655.7344
Total AO&M | 66267.8664 | 139754.7762 | 1219352.8616 | 1237568.2952 | 1249466.8165 | 1694087.2949 | 2037760.8543 | 2073926.9758 | 2110549.8207 | 2148943.4982 | 2187487.7947 | 2227480.9143 | 2267969.5365 | 2309972.9701 | 2353197.0372 | 2398031.123 | 2443449.8388 | 2490552.5555 | 2539023.9304 | 2601178.4891
Capex | #REF!
% O&M | #REF! | #REF! | #REF! | #REF! | #REF! | #REF! | #REF! | #REF! | #REF! | #REF! | #REF! | #REF! | #REF! | #REF! | #REF! | #REF! | #REF! | #REF! | #REF! | #REF!
% AO&M | #REF! | #REF! | #REF! | #REF! | #REF! | #REF! | #REF! | #REF! | #REF! | #REF! | #REF! | #REF! | #REF! | #REF! | #REF! | #REF! | #REF! | #REF! | #REF! | #REF!

## Resumen
| Costo Energía | VPN 5 años | VPN 10 años | VPN 12 años | VPN 15 años | VPN 20 años
| Tarifa | 625.29 | 489.36 | 467.6072 | 451.2954 | 434.9835
| Situación Actual | 116345393.2671 | 198066991.2884 | 225347866.4399 | 261388474.6958 | 306532044.6084
| ESFV PPA | 69980852.165 | 93879260.5273 | 102052806.2732 | 113465277.4798 | 126923651.9765
| Ahorro | 46364541.1021 | 104187730.7611 | 123295060.1667 | 147923197.216 | 179608392.6319
| % de Ahorro | 39.85% | 52.6% | 54.71% | 56.59% | 58.59%
Factura
Consumo | 2409 | 2063 | 1428 | 1562 | 1231 | 1361 | 1712 | 1565 | 2143 | 2131 | 2409 | 2063 | 1931 | 1439 | 1428
| 2025-01-01 | 2025-02-01 | 2026-11-01 | 2026-12-01 | 2027-01-01 | 2027-02-01 | 2027-03-01 | 2027-04-01 | 2027-05-01 | 2027-06-01 | 2027-07-01 | 2027-08-01 | 2027-09-01 | 2027-10-01 | 2027-11-01
Factura Actual Aire | 0 | 0 | 2.3699 | 2.0295 | 2.3194 | 1.7284 | 1.7152 | 1.8656 | 1.3881 | 1.5346 | 1.7327 | 1.5839 | 2.1715 | 2.1593 | 2.441
Factura Futura Aire | 0 | 0 | 0.4543 | 0.38461 | 0.41392 | 0.24618 | -0.021986 | -0.17838 | -0.14803 | -0.070604 | -0.30764 | -0.29978 | -0.14989 | -0.13714 | 0.46793
O&M ESFV | 0 | 0 | 0.025 | 0.025 | 0.22575 | 0.02575 | 0.02575 | 0.23175 | 0.02575 | 0.02575 | 0.23175 | 0.02575 | 0.02575 | 0.23175 | 0.02575
Total con ESFV | 0 | 0 | 0.4793 | 0.40961 | 0.63967 | 0.27193 | 0.0037635 | 0.053368 | -0.12228 | -0.044854 | -0.07589 | -0.27403 | -0.12414 | 0.094614 | 0.49368
Ahorro | 0 | 0 | 1.8906 | 1.6199 | 1.6798 | 1.4565 | 1.7114 | 1.8122 | 1.5103 | 1.5795 | 1.8086 | 1.858 | 2.2956 | 2.0647 | 1.9473 |  |  |  | Tarifa | Disminución
Tarifa actual | 0 | 0 | 1659.5943 | 1299.3063 | 1884.1775 | 1269.9361 | 1001.8522 | 1192.0632 | 647.7138 | 720.1401 | 719.2664 | 767.782 | 1124.5285 | 1500.5595 | 1709.3821 | 1192.0232 |  | Tarifa actual | 1192.0232 | 100% | 1192.0232
Tarifa con SSFV PPA | 0 | 0 | 335.6456 | 262.2319 | 519.6341 | 199.7997 | 2.1983 | 34.1009 | -57.0601 | -21.0482 | -31.5027 | -132.83 | -64.2895 | 65.7498 | 345.715 | 93.5583 |  | Tarifa con SSFV capital propio | 196.2452 | 83.54% | 112.3141
[16 empty] | 1098.465 |  | Tarifa con SSFV financiamiento | 278.6268 | 76.63%
[16 empty] | 92.15% | [5 empty] | 90.58%
Con financiamiento
Préstamo |  |  | 1.5072 | 1.5067 | 1.5061 | 1.5056 | 1.5051 | 1.5046 | 1.504 | 1.5034 | 1.5029 | 1.5023 | 1.5017 | 1.5011 | 1.5004
O&M |  |  | 0.025 | 0.025 | 0.22575 | 0.02575 | 0.02575 | 0.23175 | 0.02575 | 0.02575 | 0.23175 | 0.02575 | 0.02575 | 0.23175 | 0.02575
Costo ESFV |  |  | 0.025 | 0.025 | 0.22575 | 0.02575 | 0.02575 | 0.23175 | 0.02575 | 0.02575 | 0.23175 | 0.02575 | 0.02575 | 0.23175 | 0.02575
Ahorro |  |  | 1.8906 | 1.6199 | 1.6798 | 1.4565 | 1.7114 | 1.8122 | 1.5103 | 1.5795 | 1.8086 | 1.858 | 2.2956 | 2.0647 | 1.9473
Tarifa con SSFV financiamiento |  |  | 520.7142 | 447.3005 | 704.7027 | 384.8683 | 187.2669 | 219.1695 | 128.0085 | 164.0204 | 153.5659 | 52.2386 | 120.779 | 250.8183 | 530.7835 | 278.6268
Con Capital propio
Costo ESFV |  |  | 0.025 | 0.025 | 0.22575 | 0.02575 | 0.02575 | 0.23175 | 0.02575 | 0.02575 | 0.23175 | 0.02575 | 0.02575 | 0.23175 | 0.02575
Total ESFV |  |  | 0.4793 | 0.40961 | 0.63967 | 0.27193 | 0.0037635 | 0.053368 | -0.12228 | -0.044854 | -0.07589 | -0.27403 | -0.12414 | 0.094614 | 0.49368
Ahorro |  |  | 1.8906 | 1.6199 | 1.6798 | 1.4565 | 1.7114 | 1.8122 | 1.5103 | 1.5795 | 1.8086 | 1.858 | 2.2956 | 2.0647 | 1.9473
Tarifa con SSFV capital propio |  |  | 438.3325 | 364.9188 | 622.321 | 302.4866 | 104.8852 | 136.7878 | 45.6268 | 81.6387 | 71.1842 | -30.1431 | 38.3973 | 168.4367 | 448.4019 | 196.2452
Flujo de caja libre | 2024 | 2025 | 2026 | 2027 | 2028 | 2029 | 2030 | 2031 | 2032 | 2033 | 2034 | 2035 | 2036 | 2037 | 2038 | 2039 | 2040 | 2041 | 2042 | 2043 | 2044
5 años | 0 | 2.2089 | -0.071979 | -16.0856 | -15.9084 | -15.7189 | -15.9261 | -13.0914 | 1.5435 | 1.5853 | 1.6508 | 1.6849 | 1.7298 | 1.7526 | 1.786 | 1.8191 | 1.8637 | 1.8843 | 1.9162 | 1.9475 | 1.9877
10 años | #REF! | #VALUE! | #VALUE! | #VALUE! | #VALUE! | #VALUE! | #VALUE! | #VALUE! | #VALUE! | #VALUE! | #VALUE! | #VALUE! | 1.7298 | 1.7526 | 1.786 | 1.8191 | 1.8637 | 1.8843 | 1.9162 | 1.9475 | 1.9877
15 años | #REF! | #VALUE! | #VALUE! | #VALUE! | #VALUE! | #VALUE! | #VALUE! | #VALUE! | #VALUE! | #VALUE! | #VALUE! | #VALUE! | #VALUE! | #VALUE! | #VALUE! | #VALUE! | #VALUE! | 2.2984 | 2.4291 | 2.5644 | 2.7174

## Listado de materiales
Descripción | Un | Cant | P. U | IVA | P.T Antes IVA | P. T Iva incluido
Protecciones en DC |  |  |  |  | 0 | 0 |  |  | Imprevisto | 1.2 | 1.2
Tablero de protecciones DC | Un | 1 |  | 19% | 0 | 0 |  |  |  | #REF! | #REF!
Fusibles 22 Amp - 720V | Un | 4 |  | 19% | 0 | 0
DPS 260 V | Un | 2 |  | 19% | 0 | 0
Protecciones en AC |  |  |  |  | 0 | 0
Tablero de protecciones AC | Un | 1 |  | 19% | 0 | 0
Breaker Termomagnetico 3 Amp 264 V | Un | 1 |  | 19% | 0 | 0
DPS 242 V | Un | 1 |  | 19% | 0 | 0
Canalizaciones y registros |  |  |  |  | 0 | 0
Suministro e instalación de cajas termoplásticas 200x200x200 mm. | Un | 2 |  | 19% | 0 | 0
Cable AC - DC |  |  |  |  | 0 | 0
Suministro e instalación de cable fotovoltaico (14 AWG) | mt | 50 |  | 19% | 0 | 0
Conectores MC4 | Un | 10 |  | 19% | 0 | 0
Suministro e instalación de cable cu # 12 awg | mt | 25 |  | 19% | 0 | 0
Suministro e instalación de cable utp cap 5, | mt | 10 |  | 19% | 0 | 0
Tuberia - Ductos y Accesorios |  |  |  |  | 0 | 0
Tuberia de flexiconduit 3/4" | mt | 15 |  | 19% | 0 | 0
Tuberia flexiconduit 1" | mt | 15 |  | 19% | 0 | 0
Tuberia PVC 3/4" SCH 40 | mt | 20 |  | 19% | 0 | 0
Tuberia PVC 1" SCH 40 | mt | 20 |  | 19% | 0 | 0
Tuberia IMC 1" | mt | 20
Tuberia IMC 3/4" | mt | 20
Tuberia EMT 1" | mt | 20
Tuberia EMT 3/4" | mt | 20
Total |  |  |  |  | #REF! | #REF! | Simulación Davivienda
[6 empty] | #REF! | Tasa | 18.7%

## Basado en Area disponible (hidden)
1. | Calcular el sistema basandose en el área disponible |  |  |  |  | Ficha Técnica Panel
| Área disponible | 550 | m2 |  |  | Pm= | 390 | W
| Ángulo de inclinación | 12 | ° |  |  | Vmp= | 41.1 | V
| PR= | 0.85 |  |  |  | Imp= | 9.49 | A
| Np= | 174.6032 | paneles |  |  | Voc= | 49.9 | V
[6 empty] | Isc= | 10.12 | A
[6 empty] | Ancho= | 1 | m
| Pp= | 68.0952 | kWp |  |  | Largo= | 2.1 | m
[6 empty] | Área= | 2.1 | m2
[6 empty] | %ocupación accesorios | 50% | revisar dato
[6 empty] | Espacio O&M | 0.8 | m
[6 empty] | Áreanew= | 3.15 | m2
| Mes | HSP | Ed (kWh-dia) | No dias | Ed (kWh-mes)
| Ene | 4.45 | 257.5702 | 31 | 7984.6774
| Feb | 4.39 | 254.0974 | 28 | 7114.7267
| Mar | 4.3 | 248.8881 | 31 | 7715.531
| Abr | 3.78 | 218.79 | 30 | 6563.7
| May | 4.23 | 244.8364 | 31 | 7589.9293
| Jun | 4.01 | 232.1026 | 30 | 6963.0786
| Jul | 4.19 | 242.5212 | 31 | 7518.1569
| Ago | 4.65 | 269.1464 | 31 | 8343.5393
| Sep | 4.64 | 268.5676 | 30 | 8057.0286
| Oct | 4.59 | 265.6736 | 31 | 8235.8807
| Nov | 4.23 | 244.8364 | 30 | 7345.0929
| Dic | 4.78 | 276.671 | 31 | 8576.7995
| Total año | 4.3533 | 3023.701 |  | 92008.1407